## GENERAL
RELPRC: INDEX TO DETERMINE RELIABILITY PRICE METHOD(0 = Fixed RM from ECPDAT, 1 = Endogenous Search)
# UPRELSW: SWITCH FOR RELIABILITY PRICE/RESERVE MARGIN METHOD
#### | UPRELSW
'RMSW' | 1
ECP$DGN V1
# UPDCFB<1,*>: MINIMUM CAPACITY FACTOR
# UPDCFB<2,*>: MAXIMUM CAPACITY FACTOR
# UPDSEF: SCRUBBER EFFICIENCY <FRACTION>
# UPDSRT: SCRUBBER SO2 EMISSION RATE
# UPDCEF: CARBON SEQUESTRATION EFFICIENCY <FRACTION>
# UDFLTP: ECP FUEL TYPE INDICES
| UPDCFB |  | UPDSEF | UPDSRT | UPDCEF | UDFLTP
'DB' | 0 | 0.5 | 0 | 0 | 0 | 15 | 14 | 0 | 0 | 0 | 0
'DP' | 0 | 0.05 | 0 | 0 | 0 | 15 | 14 | 0 | 0 | 0 | 0
ECP$DGN V2
# UPDGAVR: FRAC OF REMOTE T&D COSTS AVOIDED BY DISTGEN
# UPDGFPR: PREMIUM ON DELIVERED FUEL PRICE ($/MMBTU)
| UPDGAVR | UPDGFPR
'FRAC/PRM' | 0.75 | 0.5
INT BND SW
#### UPINTSW(0=NO,1=UPIBND(PEAK),2=UPINTBND(GEN),3=UPINTBND(CAP)
INTBND SW | 2
INT BND INCREMENT
#### | INTGENINC
INTBND IN' | 0.1
INT BND FRAC
#### | UPINTBND | UPINTBD0
INTBND FR' | 0.7 | 0.15
INT Z STATST
#### | UPINTZ
INT Z STAT | 3.19
ECP$INT V1
#### UPICCF(ECP$INT): INTERMITTENT CAPACITY CREDIT SCALING FACTOR
#### UPIBND(ECP$INT): FRACTION OF PEAK USED TO BOUND INTERMITTENT BUILDS
#### UPIINTLOW: Point at which cap credit starts to decay
#### UPINTEXP: "half life" of cap credit (penetration at which CC is 1/2 initial value)
| UPICCF | UPIBND | UPIINTLOW | UPINTEXP
WN | 1 | 0.02 | 0 | 0.053
WL | 1 | 0.02 | 0 | 0.053
WF | 1 | 0.02 | 0 | 0.053
SO | 1 | 0.02 | 0 | 0.053
SS | 1 | 0.02 | 0 | 0.053
S2 | 1 | 0.02 | 0 | 0.053
PV | 1 | 0.02 | 0 | 0.053
PT | 1 | 0.02 | 0 | 0.053
IN | 1 | 0.02 | 0 | 0.053
MSHR TYPE
#### UPMSHSW: SWITCH TO GROUP Market sharing algorithm technology types (=0 not in a group) (=1 group 1) (=2 group 2)… etc.
UPMSHSW
01 B1 | 1
02 B2 | 1
03 B3 | 1
04 B4 | 1
05 B5 | 1
06 B6 | 1
07 B7 | 1
08 B8 | 1
09 C1 | 1
10 C2 | 1
11 C3 | 1
12 C4 | 1
13 C5 | 1
14 C6 | 1
15 C7 | 1
16 C8 | 1
17 C9 | 1
18 CX | 1
19 CY | 1
20 CZ | 1
21 H1 | 1
22 H2 | 1
23 H3 | 1
24 H4 | 1
25 H5 | 1
26 H6 | 1
27 H7 | 1
28 H8 | 1
29 H9 | 1
30 HA | 1
31 HB | 1
32 HC | 1
33 PC | 1
34 OC | 1
35 IG | 1
36 I2 | 1
37 PQ | 1
38 IS | 1
39 NG | 1
40 ST | 1
41 ET | 1
42 IC | 2
43 CT | 2
44 T2 | 1
45 AT | 2
46 EC | 1
47 CC | 1
48 AC | 1
49 A2 | 1
50 CS | 1
51 FC | 1
52 CN | 0
53 AN | 1
54 SM | 1
55 GN | 1
56 WD | 1
57 BI | 1
58 GT | 1
59 AG | 1
60 MS | 0
61 HY | 0
62 HO | 1
63 HI | 1
64 TI | 1
65 PS | 1
66 P2 | 1
67 SQ | 1
68 DS | 2
69 OS | 1
70 WN | 1
71 WL | 1
72 WF | 1
73 SO | 1
74 SS | 1
75 S2 | 1
76 PV | 1
77 PT | 1
78 IN | 1
79 DB | 0
80 DP | 0

## COSTPERF
ECP$PLT V1
# UPAVLOV | CALENDAR YEAR OF 1ST COMMERCIAL OPERATION - OVERWRITES UPAVLUR IF NOT 0
# UPAVLYR | CALENDAR YEAR OF 1ST COMMERCIAL OPERATION
# UPECLF | ECONOMIC LIFE <YRS>
# UPTXLF | TAX LIFE <YRS>
# UPUCLF | UTILITY CONTRACT LIFE <YRS>
# UPNCLF | NUG CONTRACT LIFE <YRS>
# UPNLLF | NUG LOAN LIFE <YRS>
# UPVOM | VARIABLE O&M COST <$1987 PER 1000 KWH>
# UPFOM | FIXED O&M COST <$1987 PER KW>
# UPCSB | CAPITAL COST CREDIT (ITC) -- DO NOT SPECIFY HERE; USE ANNUAL TABLE IN 'SUBSIDY' TAB
# UPVSB | O&M COST CREDIT (mills/KWH)
# GENERATION SUBSIDIES FOR INTERMITTENTS ARE SET IN THE
# 'ECP$INT V1' TABLE BELOW.
# UPHTRT | HEAT RATE <BTU PER KWH>
| PLNT | UPAVLOV | UPAVLYR | UPECLF | UPTXLF | UPUCLF | UPNCLF | UPNLLF | UPVOM | UPFOM | UPCSB | UPVSB | UPHTRT
| B1 | 0 | 1999 | 30 | 20 | 20 | 20 | 20 | 2.196 | 11.235 | 0 | 0 | 0
| B2 | 0 | 1999 | 30 | 20 | 20 | 20 | 20 | 8.025 | 16.137 | 0 | 0 | 0
| B3 | 0 | 1999 | 30 | 20 | 20 | 20 | 20 | 2.451 | 25.879 | 0 | 0 | 0
| B4 | 0 | 1999 | 30 | 20 | 20 | 20 | 20 | 2.451 | 25.879 | 0 | 0 | 0
| B5 | 0 | 1999 | 30 | 20 | 20 | 20 | 20 | 2.451 | 25.879 | 0 | 0 | 0
| B6 | 0 | 1999 | 30 | 20 | 20 | 20 | 20 | 8.202 | 37.171 | 0 | 0 | 0
| B7 | 0 | 1999 | 30 | 20 | 20 | 20 | 20 | 2.451 | 25.879 | 0 | 0 | 0
| B8 | 0 | 1999 | 30 | 20 | 20 | 20 | 20 | 8.202 | 37.171 | 0 | 0 | 0
| C1 | 0 | 1999 | 30 | 20 | 20 | 20 | 20 | 2.196 | 11.235 | 0 | 0 | 0
| C2 | 0 | 1999 | 30 | 20 | 20 | 20 | 20 | 2.196 | 11.235 | 0 | 0 | 0
| C3 | 0 | 1999 | 30 | 20 | 20 | 20 | 20 | 8.025 | 16.137 | 0 | 0 | 0
| C4 | 0 | 1999 | 30 | 20 | 20 | 20 | 20 | 2.451 | 25.879 | 0 | 0 | 0
| C5 | 0 | 1999 | 30 | 20 | 20 | 20 | 20 | 2.451 | 25.879 | 0 | 0 | 0
| C6 | 0 | 1999 | 30 | 20 | 20 | 20 | 20 | 8.202 | 37.171 | 0 | 0 | 0
| C7 | 0 | 1999 | 30 | 20 | 20 | 20 | 20 | 2.451 | 25.879 | 0 | 0 | 0
| C8 | 0 | 1999 | 30 | 20 | 20 | 20 | 20 | 2.451 | 25.879 | 0 | 0 | 0
| C9 | 0 | 1999 | 30 | 20 | 20 | 20 | 20 | 8.202 | 37.171 | 0 | 0 | 0
| CX | 0 | 1999 | 30 | 20 | 20 | 20 | 20 | 2.451 | 25.879 | 0 | 0 | 0
| CY | 0 | 1999 | 30 | 20 | 20 | 20 | 20 | 2.451 | 25.879 | 0 | 0 | 0
| CZ | 0 | 1999 | 30 | 20 | 20 | 20 | 20 | 8.202 | 37.171 | 0 | 0 | 0
| H1 | 0 | 1999 | 30 | 20 | 20 | 20 | 20 | 2.196 | 11.235 | 0 | 0 | 0
| H2 | 0 | 1999 | 30 | 20 | 20 | 20 | 20 | 2.196 | 11.235 | 0 | 0 | 0
| H3 | 0 | 1999 | 30 | 20 | 20 | 20 | 20 | 8.025 | 16.137 | 0 | 0 | 0
| H4 | 0 | 1999 | 30 | 20 | 20 | 20 | 20 | 2.451 | 25.879 | 0 | 0 | 0
| H5 | 0 | 1999 | 30 | 20 | 20 | 20 | 20 | 2.451 | 25.879 | 0 | 0 | 0
| H6 | 0 | 1999 | 30 | 20 | 20 | 20 | 20 | 8.202 | 37.171 | 0 | 0 | 0
| H7 | 0 | 1999 | 30 | 20 | 20 | 20 | 20 | 2.451 | 25.879 | 0 | 0 | 0
| H8 | 0 | 1999 | 30 | 20 | 20 | 20 | 20 | 2.451 | 25.879 | 0 | 0 | 0
| H9 | 0 | 1999 | 30 | 20 | 20 | 20 | 20 | 8.202 | 37.171 | 0 | 0 | 0
| HA | 0 | 1999 | 30 | 20 | 20 | 20 | 20 | 2.451 | 25.879 | 0 | 0 | 0
| HB | 0 | 1999 | 30 | 20 | 20 | 20 | 20 | 2.451 | 25.879 | 0 | 0 | 0
| HC | 0 | 1999 | 30 | 20 | 20 | 20 | 20 | 8.202 | 37.171 | 0 | 0 | 0
| PC | 0 | 2012 | 30 | 20 | 30 | 30 | 20 | 2.2762 | 20.5287 | 0 | 0 | 0 |  |  | O&M costs based on S&L report 8/2019
| OC | 0 | 9999 | 30 | 20 | 30 | 30 | 20 | 4.053 | 28.845 | 0 | 0 | 0 |  |  | fixed values from S&L report
| IG | 0 | 2060 | 30 | 20 | 30 | 30 | 20 | 4.053 | 28.845 | 0 | 0 | 0
| I2 | 0 | 9999 | 30 | 20 | 30 | 30 | 20 | 4.053 | 28.845 | 0 | 0 | 0
| PQ | 0 | 2017 | 30 | 20 | 30 | 30 | 20 | 3.5803 | 27.464 | 0 | 0 | 0
| IS | 0 | 2017 | 30 | 20 | 30 | 30 | 20 | 5.5526 | 30.1191 | 0 | 0 | 0
| NG | 0 | 1999 | 30 | 20 | 20 | 20 | 20 | 0.377 | 22.624 | 0 | 0 | 0
| ST | 0 | 1999 | 30 | 20 | 20 | 20 | 20 | 0.377 | 22.624 | 0 | 0 | 0
| ET | 0 | 1999 | 30 | 20 | 20 | 20 | 20 | 2.18 | 7.4 | 0 | 0 | 0
| IC | 0 | 2017 | 30 | 20 | 30 | 30 | 20 | 2.8781 | 17.7848 | 0 | 0 | 0
| CT | 0 | 1990 | 30 | 15 | 30 | 30 | 20 | 2.3774 | 8.2449 | 0 | 0 | 0
| T2 | 0 | 9999 | 30 | 20 | 30 | 30 | 20 | 4.053 | 28.845 | 0 | 0 | 0
| AT | 0 | 2010 | 30 | 15 | 30 | 30 | 20 | 2.2762 | 3.5408 | 0 | 0 | 0
| EC | 0 | 2000 | 30 | 20 | 20 | 20 | 20 | 1.262 | 7.627 | 0 | 0 | 0
| CC | 0 | 2011 | 30 | 20 | 30 | 30 | 20 | 1.2899 | 7.1321 | 0 | 0 | 0
| AC | 0 | 2011 | 30 | 20 | 30 | 30 | 20 | 0.94589 | 6.1711 | 0 | 0 | 0
| A2 | 0 | 2017 | 30 | 20 | 30 | 30 | 20 | 3.806 | 17.843 | 0 | 0 | 0
| CS | 0 | 2017 | 30 | 20 | 30 | 30 | 20 | 2.954 | 13.9608 | 0 | 0 | 0
| FC | 0 | 2011 | 30 | 5 | 30 | 30 | 20 | 0.29844 | 15.5715 | 0 | 0 | 0
| CN | 0 | 2060 | 30 | 15 | 20 | 20 | 20 | 0.228 | 60.926 | 0 | 0 | 0
| AN | 0 | 2017 | 30 | 5 | 30 | 30 | 20 | 1.1988 | 61.5285 | 0 | 0 | 0
| SM | 0 | 2028 | 30 | 5 | 30 | 30 | 20 | 1.5175 | 48.0534 | 0 | 0 | 0
| GN | 0 | 9999 | 30 | 20 | 30 | 30 | 20 | 4.053 | 28.845 | 0 | 0 | 0
| WD | 0 | 2012 | 30 | 5 | 30 | 30 | 20 | 2.4431 | 63.5923 | 0 | 0 | 8911
| BI | 0 | 9999 | 30 | 20 | 30 | 30 | 20 | 4.053 | 28.845 | 0 | 0 | 0
| GT | 0 | 2012 | 30 | 5 | 30 | 30 | 20 | 0.58676 | 65.0207 | 0 | 0 | 32391
| AG | 0 | 9999 | 30 | 20 | 30 | 30 | 20 | 4.053 | 28.845 | 0 | 0 | 0
| MS | 0 | 2011 | 30 | 20 | 30 | 30 | 20 | 3.1361 | 10.1671 | 0 | 0 | 8513
| HY | 0 | 2012 | 30 | 20 | 30 | 30 | 20 | 0 | 15.1039 | 0 | 0 | 10022
| HO | 0 | 9999 | 30 | 20 | 30 | 30 | 20 | 4.053 | 28.845 | 0 | 0 | 0
| HI | 0 | 9999 | 30 | 20 | 30 | 30 | 20 | 4.053 | 28.845 | 0 | 0 | 0
| TI | 0 | 9999 | 30 | 20 | 30 | 30 | 20 | 4.053 | 28.845 | 0 | 0 | 0
| PS | 0 | 1999 | 30 | 20 | 20 | 20 | 20 | 0 | 7.606 | 0 | 0 | 10022
| P2 | 0 | 2060 | 17 | 10 | 17 | 17 | 15 | 0.1 | 0.003 | 0 | 0 | 10022
| SQ | 0 | 9999 | 30 | 20 | 30 | 30 | 20 | 4.053 | 28.845 | 0 | 0 | 0
| DS | 0 | 2016 | 30 | 5 | 30 | 30 | 20 | 0 | 20.567 | 0 | 0 | 0
| OS | 0 | 9999 | 30 | 20 | 30 | 30 | 20 | 4.053 | 28.845 | 0 | 0 | 0
| WN | 0 | 2011 | 30 | 5 | 30 | 30 | 20 | 0 | 13.3209 | 0 | 0 | 10022
| WL | 0 | 9999 | 30 | 5 | 30 | 30 | 20 | 0 | 17.7747 | 0 | 0 | 10022
| WF | 0 | 2012 | 30 | 5 | 30 | 30 | 20 | 0 | 55.6407 | 0 | 0 | 10022
| SO | 0 | 2012 | 30 | 5 | 30 | 30 | 20 | 0 | 43.1906 | 0 | 0 | 10022
| SS | 0 | 9999 | 30 | 20 | 30 | 30 | 20 | 4.053 | 28.845 | 0 | 0 | 0
| S2 | 0 | 9999 | 30 | 20 | 30 | 30 | 20 | 4.053 | 28.845 | 0 | 0 | 0
| PV | 0 | 2011 | 30 | 5 | 30 | 30 | 20 | 0 | 7.7138 | 0 | 0 | 10022
| PT | 0 | 2016 | 30 | 5 | 30 | 30 | 20 | 0 | 14.571 | 0 | 0 | 10022
| IN | 0 | 9999 | 30 | 20 | 30 | 30 | 20 | 4.053 | 28.845 | 0 | 0 | 0
| DB | 0 | 2015 | 30 | 20 | 30 | 30 | 20 | 4.353 | 9.793 | 0 | 0 | 0
| DP | 0 | 2015 | 30 | 20 | 30 | 30 | 20 | 4.353 | 9.793 | 0 | 0 | 0
ECP$PLT V2
# UPFORT | FORCED OUTAGE RATE <FRACTION>
# UPPMRT | PLANNED OUTAGE RATE <FRACTION>
# UPCCR | CAPACITY CREDIT <FRACTION>
# UPMCF | MAXIMUM CAPACITY FACTOR <FRACTION>
# UPCTRM | ADD ON TRANSMISSION COSTS
# UPPLYR | ECP CONSTRUCTION LEAD TIME <YRS>
# UPCLYR | FINANCIAL CONSTRUCTION LEAD TIME <YRS>
# UPCPRO | CONSTRUCTION PROFILE
PLT | UPFORT | UPPMRT | UPCCR | UPMCF | UPCTRM | UPPLYR | UPCLYR | UPCPRO
B1 | 0.066 | 0.071 | 1 | 0.65 | 0 | 1 | 1 | 1 | 0 | 0 | 0 | 0 | 0 | 0 | 0 | 0 | 0 | 0
B2 | 0.066 | 0.071 | 1 | 0.65 | 0 | 1 | 1 | 1 | 0 | 0 | 0 | 0 | 0 | 0 | 0 | 0 | 0 | 0
B3 | 0.066 | 0.071 | 1 | 0.65 | 0 | 1 | 1 | 1 | 0 | 0 | 0 | 0 | 0 | 0 | 0 | 0 | 0 | 0
B4 | 0.066 | 0.071 | 1 | 0.65 | 0 | 1 | 1 | 1 | 0 | 0 | 0 | 0 | 0 | 0 | 0 | 0 | 0 | 0
B5 | 0.066 | 0.071 | 1 | 0.65 | 0 | 1 | 1 | 1 | 0 | 0 | 0 | 0 | 0 | 0 | 0 | 0 | 0 | 0
B6 | 0.066 | 0.071 | 1 | 0.65 | 0 | 1 | 1 | 1 | 0 | 0 | 0 | 0 | 0 | 0 | 0 | 0 | 0 | 0
B7 | 0.066 | 0.071 | 1 | 0.65 | 0 | 1 | 1 | 1 | 0 | 0 | 0 | 0 | 0 | 0 | 0 | 0 | 0 | 0
B8 | 0.066 | 0.071 | 1 | 0.65 | 0 | 1 | 1 | 1 | 0 | 0 | 0 | 0 | 0 | 0 | 0 | 0 | 0 | 0
C1 | 0.066 | 0.071 | 1 | 0.65 | 0 | 1 | 1 | 1 | 0 | 0 | 0 | 0 | 0 | 0 | 0 | 0 | 0 | 0
C2 | 0.066 | 0.071 | 1 | 0.65 | 0 | 1 | 1 | 1 | 0 | 0 | 0 | 0 | 0 | 0 | 0 | 0 | 0 | 0
C3 | 0.066 | 0.071 | 1 | 0.65 | 0 | 1 | 1 | 1 | 0 | 0 | 0 | 0 | 0 | 0 | 0 | 0 | 0 | 0
C4 | 0.066 | 0.071 | 1 | 0.65 | 0 | 1 | 1 | 1 | 0 | 0 | 0 | 0 | 0 | 0 | 0 | 0 | 0 | 0
C5 | 0.066 | 0.071 | 1 | 0.65 | 0 | 1 | 1 | 1 | 0 | 0 | 0 | 0 | 0 | 0 | 0 | 0 | 0 | 0
C6 | 0.066 | 0.071 | 1 | 0.65 | 0 | 1 | 1 | 1 | 0 | 0 | 0 | 0 | 0 | 0 | 0 | 0 | 0 | 0
C7 | 0.066 | 0.071 | 1 | 0.65 | 0 | 1 | 1 | 1 | 0 | 0 | 0 | 0 | 0 | 0 | 0 | 0 | 0 | 0
C8 | 0.066 | 0.071 | 1 | 0.65 | 0 | 1 | 1 | 1 | 0 | 0 | 0 | 0 | 0 | 0 | 0 | 0 | 0 | 0
C9 | 0.066 | 0.071 | 1 | 0.65 | 0 | 1 | 1 | 1 | 0 | 0 | 0 | 0 | 0 | 0 | 0 | 0 | 0 | 0
CX | 0.066 | 0.071 | 1 | 0.65 | 0 | 1 | 1 | 1 | 0 | 0 | 0 | 0 | 0 | 0 | 0 | 0 | 0 | 0
CY | 0.066 | 0.071 | 1 | 0.65 | 0 | 1 | 1 | 1 | 0 | 0 | 0 | 0 | 0 | 0 | 0 | 0 | 0 | 0
CZ | 0.066 | 0.071 | 1 | 0.65 | 0 | 1 | 1 | 1 | 0 | 0 | 0 | 0 | 0 | 0 | 0 | 0 | 0 | 0
H1 | 0.066 | 0.071 | 1 | 0.65 | 0 | 1 | 1 | 1 | 0 | 0 | 0 | 0 | 0 | 0 | 0 | 0 | 0 | 0
H2 | 0.066 | 0.071 | 1 | 0.65 | 0 | 1 | 1 | 1 | 0 | 0 | 0 | 0 | 0 | 0 | 0 | 0 | 0 | 0
H3 | 0.066 | 0.071 | 1 | 0.65 | 0 | 1 | 1 | 1 | 0 | 0 | 0 | 0 | 0 | 0 | 0 | 0 | 0 | 0
H4 | 0.066 | 0.071 | 1 | 0.65 | 0 | 1 | 1 | 1 | 0 | 0 | 0 | 0 | 0 | 0 | 0 | 0 | 0 | 0
H5 | 0.066 | 0.071 | 1 | 0.65 | 0 | 1 | 1 | 1 | 0 | 0 | 0 | 0 | 0 | 0 | 0 | 0 | 0 | 0
H6 | 0.066 | 0.071 | 1 | 0.65 | 0 | 1 | 1 | 1 | 0 | 0 | 0 | 0 | 0 | 0 | 0 | 0 | 0 | 0
H7 | 0.066 | 0.071 | 1 | 0.65 | 0 | 1 | 1 | 1 | 0 | 0 | 0 | 0 | 0 | 0 | 0 | 0 | 0 | 0
H8 | 0.066 | 0.071 | 1 | 0.65 | 0 | 1 | 1 | 1 | 0 | 0 | 0 | 0 | 0 | 0 | 0 | 0 | 0 | 0
H9 | 0.066 | 0.071 | 1 | 0.65 | 0 | 1 | 1 | 1 | 0 | 0 | 0 | 0 | 0 | 0 | 0 | 0 | 0 | 0
HA | 0.066 | 0.071 | 1 | 0.65 | 0 | 1 | 1 | 1 | 0 | 0 | 0 | 0 | 0 | 0 | 0 | 0 | 0 | 0
HB | 0.066 | 0.071 | 1 | 0.65 | 0 | 1 | 1 | 1 | 0 | 0 | 0 | 0 | 0 | 0 | 0 | 0 | 0 | 0
HC | 0.066 | 0.071 | 1 | 0.65 | 0 | 1 | 1 | 1 | 0 | 0 | 0 | 0 | 0 | 0 | 0 | 0 | 0 | 0
PC | 0.06 | 0.065 | 1 | 0.85 | 0 | 1 | 4 | 0.15 | 0.3 | 0.4 | 0.15 | 0 | 0 | 0 | 0 | 0 | 0 | 0
OC | 0.06 | 0.065 | 1 | 0.85 | 0 | 1 | 4 | 0.15 | 0.3 | 0.4 | 0.15 | 0 | 0 | 0 | 0 | 0 | 0 | 0
IG | 0.06 | 0.065 | 1 | 0.85 | 0 | 1 | 4 | 0.15 | 0.3 | 0.4 | 0.15 | 0 | 0 | 0 | 0 | 0 | 0 | 0
I2 | 0.06 | 0.065 | 1 | 0.85 | 0 | 1 | 4 | 0.15 | 0.3 | 0.4 | 0.15 | 0 | 0 | 0 | 0 | 0 | 0 | 0
PQ | 0.06 | 0.065 | 1 | 0.85 | 0 | 1 | 4 | 0.15 | 0.3 | 0.4 | 0.15 | 0 | 0 | 0 | 0 | 0 | 0 | 0
IS | 0.06 | 0.065 | 1 | 0.85 | 0 | 1 | 4 | 0.15 | 0.3 | 0.4 | 0.15 | 0 | 0 | 0 | 0 | 0 | 0 | 0
NG | 0.071 | 0.105 | 1 | 0.82 | 0 | 1 | 2 | 0.3 | 0.7 | 0 | 0 | 0 | 0 | 0 | 0 | 0 | 0 | 0
ST | 0.071 | 0.105 | 1 | 0.82 | 0 | 1 | 2 | 0.3 | 0.7 | 0 | 0 | 0 | 0 | 0 | 0 | 0 | 0 | 0
ET | 0.036 | 0.041 | 1 | 0.924 | 0 | 1 | 2 | 0.35 | 0.65 | 0 | 0 | 0 | 0 | 0 | 0 | 0 | 0 | 0
IC | 0.036 | 0.041 | 1 | 0.924 | 0 | 1 | 2 | 0.35 | 0.65 | 0 | 0 | 0 | 0 | 0 | 0 | 0 | 0 | 0
CT | 0.036 | 0.041 | 1 | 0.924 | 0 | 1 | 2 | 0.35 | 0.65 | 0 | 0 | 0 | 0 | 0 | 0 | 0 | 0 | 0
T2 | 0.06 | 0.065 | 1 | 0.85 | 0 | 1 | 4 | 0.15 | 0.3 | 0.4 | 0.15 | 0 | 0 | 0 | 0 | 0 | 0 | 0
AT | 0.036 | 0.041 | 1 | 0.924 | 0 | 1 | 2 | 0.35 | 0.65 | 0 | 0 | 0 | 0 | 0 | 0 | 0 | 0 | 0
EC | 0.055 | 0.041 | 1 | 0.87 | 0 | 1 | 3 | 0.25 | 0.5 | 0.25 | 0 | 0 | 0 | 0 | 0 | 0 | 0 | 0
CC | 0.055 | 0.041 | 1 | 0.87 | 0 | 1 | 3 | 0.25 | 0.5 | 0.25 | 0 | 0 | 0 | 0 | 0 | 0 | 0 | 0
AC | 0.055 | 0.041 | 1 | 0.87 | 0 | 1 | 3 | 0.25 | 0.5 | 0.25 | 0 | 0 | 0 | 0 | 0 | 0 | 0 | 0
A2 | 0.055 | 0.041 | 1 | 0.87 | 0 | 1 | 3 | 0.25 | 0.5 | 0.25 | 0 | 0 | 0 | 0 | 0 | 0 | 0 | 0
CS | 0.055 | 0.041 | 1 | 0.87 | 0 | 1 | 3 | 0.25 | 0.5 | 0.25 | 0 | 0 | 0 | 0 | 0 | 0 | 0 | 0
FC | 0.074 | 0.019 | 1 | 0.87 | 0 | 1 | 3 | 0.25 | 0.5 | 0.25 | 0 | 0 | 0 | 0 | 0 | 0 | 0 | 0
CN | 0.05 | 0.052 | 1 | 0.9 | 0 | 1 | 4 | 0.65 | 0.2 | 0.1 | 0.05 | 0 | 0 | 0 | 0 | 0 | 0 | 0
AN | 0.038 | 0.061 | 1 | 0.9 | 0 | 1 | 6 | 0.05 | 0.1 | 0.25 | 0.3 | 0.2 | 0.1 | 0 | 0 | 0 | 0 | 0
SM | 0.02 | 0.03 | 1 | 0.95 | 0 | 1 | 6 | 0.05 | 0.1 | 0.25 | 0.3 | 0.2 | 0.1 | 0 | 0 | 0 | 0 | 0
GN | 0.06 | 0.065 | 1 | 0.85 | 0 | 1 | 4 | 0.15 | 0.3 | 0.4 | 0.15 | 0 | 0 | 0 | 0 | 0 | 0 | 0
WD | 0.066 | 0.082 | 1 | 0.83 | 0 | 1 | 4 | 0.15 | 0.3 | 0.4 | 0.15 | 0 | 0 | 0 | 0 | 0 | 0 | 0
BI | 0.06 | 0.065 | 1 | 0.85 | 0 | 1 | 4 | 0.15 | 0.3 | 0.4 | 0.15 | 0 | 0 | 0 | 0 | 0 | 0 | 0
GT | 0.066 | 0 | 1 | 0.87 | 0 | 1 | 4 | 0.15 | 0.15 | 0.35 | 0.35 | 0 | 0 | 0 | 0 | 0 | 0 | 0
AG | 0.06 | 0.065 | 1 | 0.85 | 0 | 1 | 4 | 0.15 | 0.3 | 0.4 | 0.15 | 0 | 0 | 0 | 0 | 0 | 0 | 0
MS | 0.066 | 0 | 1 | 0.9 | 0 | 1 | 3 | 0.333 | 0.333 | 0.334 | 0 | 0 | 0 | 0 | 0 | 0 | 0 | 0
HY | 0.036 | 0 | 9.999 | 0.964 | 0 | 1 | 4 | 0.15 | 0.22 | 0.3 | 0.33 | 0 | 0 | 0 | 0 | 0 | 0 | 0
HO | 0.06 | 0.065 | 1 | 0.85 | 0 | 1 | 4 | 0.15 | 0.3 | 0.4 | 0.15 | 0 | 0 | 0 | 0 | 0 | 0 | 0
HI | 0.06 | 0.065 | 1 | 0.85 | 0 | 1 | 4 | 0.15 | 0.3 | 0.4 | 0.15 | 0 | 0 | 0 | 0 | 0 | 0 | 0
TI | 0.06 | 0.065 | 1 | 0.85 | 0 | 1 | 4 | 0.15 | 0.3 | 0.4 | 0.15 | 0 | 0 | 0 | 0 | 0 | 0 | 0
PS | 0.036 | 0 | 0.7 | 0.1 | 0 | 1 | 3 | 0.333 | 0.333 | 0.334 | 0 | 0 | 0 | 0 | 0 | 0 | 0 | 0
P2 | 0.07 | 0 | 1 | 0.01 | 0 | 1 | 2 | 0.35 | 0.65 | 0 | 0 | 0 | 0 | 0 | 0 | 0 | 0 | 0
SQ | 0.06 | 0.065 | 1 | 0.85 | 0 | 1 | 4 | 0.15 | 0.3 | 0.4 | 0.15 | 0 | 0 | 0 | 0 | 0 | 0 | 0
DS | 0.036 | 0 | 1 | 0.964 | 0 | 1 | 1 | 1 | 0 | 0 | 0 | 0 | 0 | 0 | 0 | 0 | 0 | 0
OS | 0.06 | 0.065 | 1 | 0.85 | 0 | 1 | 4 | 0.15 | 0.3 | 0.4 | 0.15 | 0 | 0 | 0 | 0 | 0 | 0 | 0
WN | 0.036 | 0 | 9.999 | 0.964 | 0 | 1 | 3 | 0.05 | 0.1 | 0.85 | 0 | 0 | 0 | 0 | 0 | 0 | 0 | 0
WL | 0.036 | 0 | 9.999 | 0.964 | 0 | 1 | 3 | 0.05 | 0.1 | 0.85 | 0 | 0 | 0 | 0 | 0 | 0 | 0 | 0
WF | 0.036 | 0 | 9.999 | 0.964 | 0 | 1 | 4 | 0.05 | 0.1 | 0.3 | 0.55 | 0 | 0 | 0 | 0 | 0 | 0 | 0
SO | 0.036 | 0 | 9.999 | 0.964 | 0 | 1 | 3 | 0.15 | 0.4 | 0.45 | 0 | 0 | 0 | 0 | 0 | 0 | 0 | 0
SS | 0.06 | 0.065 | 1 | 0.85 | 0 | 1 | 4 | 0.15 | 0.3 | 0.4 | 0.15 | 0 | 0 | 0 | 0 | 0 | 0 | 0
S2 | 0.06 | 0.065 | 1 | 0.85 | 0 | 1 | 4 | 0.15 | 0.3 | 0.4 | 0.15 | 0 | 0 | 0 | 0 | 0 | 0 | 0
PV | 0.036 | 0 | 9.999 | 0.964 | 0 | 1 | 2 | 0.1 | 0.9 | 0 | 0 | 0 | 0 | 0 | 0 | 0 | 0 | 0
PT | 0.036 | 0 | 9.999 | 0.964 | 0 | 1 | 2 | 0.1 | 0.9 | 0 | 0 | 0 | 0 | 0 | 0 | 0 | 0 | 0
IN | 0.06 | 0.065 | 1 | 0.85 | 0 | 1 | 4 | 0.15 | 0.3 | 0.4 | 0.15 | 0 | 0 | 0 | 0 | 0 | 0 | 0
DB | 0.074 | 0.019 | 1 | 0.5 | 0 | 1 | 3 | 0.1 | 0.2 | 0.7 | 0 | 0 | 0 | 0 | 0 | 0 | 0 | 0
DP | 0.038 | 0.041 | 1 | 0.05 | 0 | 1 | 2 | 0.1 | 0.9 | 0 | 0 | 0 | 0 | 0 | 0 | 0 | 0 | 0
ECP$DSP V1
# UPPCFB<1,*> | MINIMUM CAPACITY FACTOR
# UPPCFB<2,*> | MAXIMUM CAPACITY FACTOR
# UPPSEF | SCRUBBER EFFICIENCY <FRACTION>
# UPPSRT | SCRUBBER SO2 EMISSION RATE
# UPPCEF | CARBON SEQUESTRATION EFFICIENCY <FRACTION>
# UPFLTP | ECP FUEL TYPE INDICES
#D U U U U U U
# UPPCEF_MIN | MINIMUM CARBON SEQUESTRATION EFFICIENCY <FRACTION>
| UPPCFB |  | UPPSEF | UPPSRT | UPPCEF | UPFLTP | [5 empty] | UPPCEF_MIN
B1 | 0.15 | 1 | 0 | 0 | 0 | 1 | 2 | 3 | 4 | 5 | 6 | 0
B2 | 0.15 | 1 | 0 | 0 | 0 | 1 | 2 | 0 | 4 | 5 | 6 | 0
B3 | 0.15 | 1 | 0.95 | 0 | 0 | 1 | 2 | 3 | 4 | 5 | 6 | 0
B4 | 0.15 | 1 | 0.95 | 0 | 0 | 1 | 2 | 0 | 4 | 5 | 6 | 0
B5 | 0.15 | 1 | 0.95 | 0 | 0 | 1 | 2 | 3 | 4 | 5 | 6 | 0
B6 | 0.15 | 1 | 0.95 | 0 | 0.9 | 1 | 2 | 0 | 4 | 5 | 6 | 0.3
B7 | 0.15 | 1 | 0.92 | 0 | 0 | 1 | 2 | 3 | 4 | 5 | 6 | 0
B8 | 0.15 | 1 | 0.92 | 0 | 0.9 | 1 | 2 | 0 | 4 | 5 | 6 | 0.3
C1 | 0.15 | 1 | 0 | 0 | 0 | 1 | 2 | 3 | 4 | 5 | 6 | 0
C2 | 0.15 | 1 | 0 | 0 | 0 | 1 | 2 | 3 | 4 | 5 | 6 | 0
C3 | 0.15 | 1 | 0 | 0 | 0 | 1 | 2 | 0 | 4 | 5 | 6 | 0
C4 | 0.15 | 1 | 0.95 | 0 | 0 | 1 | 2 | 3 | 4 | 5 | 6 | 0
C5 | 0.15 | 1 | 0.95 | 0 | 0 | 1 | 2 | 3 | 4 | 5 | 6 | 0
C6 | 0.15 | 1 | 0.95 | 0 | 0.9 | 1 | 2 | 0 | 4 | 5 | 6 | 0.3
C7 | 0.15 | 1 | 0.95 | 0 | 0 | 1 | 2 | 3 | 4 | 5 | 6 | 0
C8 | 0.15 | 1 | 0.95 | 0 | 0 | 1 | 2 | 3 | 4 | 5 | 6 | 0
C9 | 0.15 | 1 | 0.95 | 0 | 0.9 | 1 | 2 | 0 | 4 | 5 | 6 | 0.3
CX | 0.15 | 1 | 0.92 | 0 | 0 | 1 | 2 | 3 | 4 | 5 | 6 | 0
CY | 0.15 | 1 | 0.92 | 0 | 0 | 1 | 2 | 3 | 4 | 5 | 6 | 0
CZ | 0.15 | 1 | 0.92 | 0 | 0.9 | 1 | 2 | 0 | 4 | 5 | 6 | 0.3
H1 | 0.15 | 1 | 0 | 0 | 0 | 1 | 2 | 3 | 4 | 5 | 6 | 0
H2 | 0.15 | 1 | 0 | 0 | 0 | 1 | 2 | 3 | 4 | 5 | 6 | 0
H3 | 0.15 | 1 | 0 | 0 | 0 | 1 | 2 | 0 | 4 | 5 | 6 | 0
H4 | 0.15 | 1 | 0.95 | 0 | 0 | 1 | 2 | 3 | 4 | 5 | 6 | 0
H5 | 0.15 | 1 | 0.95 | 0 | 0 | 1 | 2 | 3 | 4 | 5 | 6 | 0
H6 | 0.15 | 1 | 0.95 | 0 | 0.9 | 1 | 2 | 0 | 4 | 5 | 6 | 0.3
H7 | 0.15 | 1 | 0.95 | 0 | 0 | 1 | 2 | 3 | 4 | 5 | 6 | 0
H8 | 0.15 | 1 | 0.95 | 0 | 0 | 1 | 2 | 3 | 4 | 5 | 6 | 0
H9 | 0.15 | 1 | 0.95 | 0 | 0.9 | 1 | 2 | 0 | 4 | 5 | 6 | 0.3
HA | 0.15 | 1 | 0.92 | 0 | 0 | 1 | 2 | 3 | 4 | 5 | 6 | 0
HB | 0.15 | 1 | 0.92 | 0 | 0 | 1 | 2 | 3 | 4 | 5 | 6 | 0
HC | 0.15 | 1 | 0.92 | 0 | 0.9 | 1 | 2 | 0 | 4 | 5 | 6 | 0.3
PC | 0.15 | 1 | 0.95 | 0 | 0 | 1 | 2 | 3 | 4 | 5 | 6 | 0
OC | 0.15 | 1 | 0.95 | 0 | 0 | 1 | 2 | 3 | 4 | 5 | 6 | 0
IG | 0.15 | 1 | 0.99 | 0 | 0 | 1 | 2 | 3 | 4 | 5 | 6 | 0
I2 | 0.15 | 1 | 0.95 | 0 | 0 | 1 | 2 | 3 | 4 | 5 | 6 | 0
PQ | 0.15 | 1 | 0.99 | 0 | 0.3 | 1 | 2 | 3 | 4 | 5 | 6 | 0.3
IS | 0.15 | 1 | 0.99 | 0 | 0.9 | 1 | 2 | 3 | 4 | 5 | 6 | 0.3
NG | 0.01 | 1 | 0 | 0 | 0 | 8 | 9 | 0 | 0 | 0 | 0 | 0
ST | 0.01 | 1 | 0 | 0 | 0 | 8 | 9 | 0 | 0 | 0 | 0 | 0
ET | 0 | 1 | 0 | 0 | 0 | 10 | 7 | 0 | 0 | 0 | 0 | 0
IC | 0 | 1 | 0 | 0 | 0 | 10 | 7 | 0 | 0 | 0 | 0 | 0
CT | 0 | 1 | 0 | 0 | 0 | 10 | 7 | 0 | 0 | 0 | 0 | 0
T2 | 0.15 | 1 | 0.95 | 0 | 0 | 1 | 2 | 3 | 4 | 5 | 6 | 0
AT | 0 | 1 | 0 | 0 | 0 | 10 | 7 | 0 | 0 | 0 | 0 | 0
EC | 0.2 | 1 | 0 | 0 | 0 | 11 | 7 | 0 | 0 | 0 | 0 | 0
CC | 0.2 | 1 | 0 | 0 | 0 | 11 | 7 | 0 | 0 | 0 | 0 | 0
AC | 0.2 | 1 | 0 | 0 | 0 | 11 | 7 | 0 | 0 | 0 | 0 | 0
A2 | 0.2 | 1 | 0 | 0 | 0.9 | 11 | 7 | 0 | 0 | 0 | 0 | 0
CS | 0.2 | 1 | 0 | 0 | 0.9 | 11 | 7 | 0 | 0 | 0 | 0 | 0
FC | 0 | 1 | 0 | 0 | 0 | 12 | 0 | 0 | 0 | 0 | 0 | 0
CN | 0.9 | 1 | 0 | 0 | 0 | 13 | 0 | 0 | 0 | 0 | 0 | 0
AN | 0.9 | 1 | 0 | 0 | 0 | 13 | 0 | 0 | 0 | 0 | 0 | 0
SM | 0.95 | 1 | 0 | 0 | 0 | 13 | 0 | 0 | 0 | 0 | 0 | 0
GN | 0.15 | 1 | 0.95 | 0 | 0 | 1 | 2 | 3 | 4 | 5 | 6 | 0
DSP OVRCST--CC: OVERNIGHT COSTS
#### FOR EACH DISPATCHABLE PLANT TYPE:
#### UPOVR | OVERNIGHT CAPITAL COST <$1987 PER KW>
#### UPLRSYR | START CALENDAR YEAR FOR TECHNOLOGY
#### UPLRLYR | LAST CALENDAR YEAR FOR TECHNOLOGY (FOR LOWTECH CASE)
#### UPMSSIZ | TYPICAL UNIT SIZE FOR MARKET-SHARING
#### UPLRMIN | MIN FRAC OF TYPICAL UNIT SIZE FOR MARKET-SHARING
#### UPLRPC | PROJECT CONTINGENCY FACTOR
### | UPOVR | UPLRSYR | UPLRLYR | UPMSSIZ | UPLRMIN | UPLRPC
B1' | 0 | 2010 | 2050 | 500 | 0.333 | 1
'B2' | 0 | 2010 | 2050 | 500 | 0.333 | 1
'B3' | 0 | 2010 | 2050 | 500 | 0.333 | 1
'B4' | 0 | 2010 | 2050 | 500 | 0.333 | 1
'B5' | 0 | 2010 | 2050 | 500 | 0.333 | 1
'B6' | 0 | 2010 | 2050 | 500 | 0.333 | 1
'B7' | 0 | 2010 | 2050 | 500 | 0.333 | 1
'B8' | 0 | 2010 | 2050 | 500 | 0.333 | 1
'C1' | 0 | 2010 | 2050 | 500 | 0.333 | 1
'C2' | 0 | 2010 | 2050 | 500 | 0.333 | 1
'C3' | 0 | 2010 | 2050 | 500 | 0.333 | 1
'C4' | 0 | 2010 | 2050 | 500 | 0.333 | 1
'C5' | 0 | 2010 | 2050 | 500 | 0.333 | 1
'C6' | 0 | 2010 | 2050 | 500 | 0.333 | 1
'C7' | 0 | 2010 | 2050 | 500 | 0.333 | 1
'C8' | 0 | 2010 | 2050 | 500 | 0.333 | 1
'C9' | 0 | 2010 | 2050 | 500 | 0.333 | 1
'CX' | 0 | 2010 | 2050 | 500 | 0.333 | 1
'CY' | 0 | 2010 | 2050 | 500 | 0.333 | 1
'CZ' | 0 | 2010 | 2050 | 500 | 0.333 | 1
'H1' | 0 | 2010 | 2050 | 500 | 0.333 | 1
'H2' | 0 | 2010 | 2050 | 500 | 0.333 | 1
'H3' | 0 | 2010 | 2050 | 500 | 0.333 | 1
'H4' | 0 | 2010 | 2050 | 500 | 0.333 | 1
'H5' | 0 | 2010 | 2050 | 500 | 0.333 | 1
'H6' | 0 | 2010 | 2050 | 500 | 0.333 | 1
'H7' | 0 | 2010 | 2050 | 500 | 0.333 | 1
'H8' | 0 | 2010 | 2050 | 500 | 0.333 | 1
'H9' | 0 | 2010 | 2050 | 500 | 0.333 | 1
'HA' | 0 | 2010 | 2050 | 500 | 0.333 | 1
'HB' | 0 | 2010 | 2050 | 500 | 0.333 | 1
'HC' | 0 | 2010 | 2050 | 500 | 0.333 | 1
'PC' | 1859.658 | 2010 | 2050 | 650 | 0.333 | 1 |  |  | updated with Sargent & Lundy capital costs (8/15/2019) (RB)
'OC' | 9999 | 2010 | 2050 | 650 | 0.333 | 1 |  |  | fixed values from S&L report
'IG' | 1956 | 2010 | 2050 | 600 | 0.333 | 1 |  |  | no new value provided by Sargent & Lundy
'I2' | 9999 | 2010 | 2050 | 650 | 0.333 | 1
'PQ' | 2305.6454 | 2010 | 2050 | 650 | 0.333 | 1
'IS' | 2972.0722 | 2010 | 2050 | 650 | 0.333 | 1
'NG' | 9999 | 2010 | 2050 | 300 | 0.333 | 1
'ST' | 9999 | 2010 | 2050 | 300 | 0.333 | 1
'ET' | 9999 | 2015 | 2050 | 160 | 0.333 | 1
'IC' | 915.3775 | 2015 | 2050 | 21 | 0.1 | 1
'CT' | 594.2332 | 2015 | 2050 | 105 | 0.1 | 1
'T2' | 9999 | 2015 | 2050 | 650 | 0.1 | 1
'AT' | 360.5361 | 2015 | 2050 | 237 | 0.1 | 1
'EC' | 9999 | 2015 | 2050 | 250 | 0.333 | 1
'CC' | 548.2031 | 2015 | 2050 | 418 | 0.1 | 1
'AC' | 484.7787 | 2015 | 2050 | 1083 | 0.1 | 1
'A2' | 9999 | 2015 | 2050 | 340 | 0.1 | 1
'CS' | 1254.8516 | 2015 | 2050 | 377 | 0.1 | 1
'FC' | 3388.8776 | 2015 | 2050 | 10 | 0.1 | 1
'CN' | 9999 | 1999 | 2050 | 1350 | 0.5 | 1
'AN' | 3055.8389 | 1999 | 2050 | 2156 | 0.2 | 1
'SM' | 3131.5175 | 1999 | 2050 | 600 | 0.5 | 1
'GN' | 9999 | 1980 | 2050 | 650 | 0.1 | 1
'WD' | 2072.4554 | 2005 | 2050 | 50 | 0.1 | 1
'BI' | 9999 | 1980 | 2050 | 650 | 0.1 | 1
'GT' | 1275.235 | 1999 | 2050 | 50 | 0.1 | 1
'AG' | 9999 | 1980 | 2050 | 650 | 0.1 | 1
'MS' | 790.7349 | 1999 | 2050 | 35.6 | 0.1 | 1
'HY' | 2689.2045 | 2003 | 2050 | 100 | 0.1 | 1
'HO' | 9999 | 1980 | 2050 | 650 | 0.1 | 1
'HI' | 9999 | 1980 | 2050 | 650 | 0.1 | 1
'TI' | 9999 | 1980 | 2050 | 650 | 0.1 | 1
'PS' | 9999 | 1999 | 2050 | 250 | 0.333 | 1
'P2' | 149 | 2007 | 2050 | 1 | 0.333 | 1
'SQ' | 9999 | 1980 | 2050 | 650 | 0.1 | 1
'DS' | 699 | 1980 | 2050 | 50 | 0.1 | 1
'OS' | 9999 | 1980 | 2050 | 650 | 0.1 | 1
'WN' | 640.073 | 1999 | 2050 | 200 | 0.1 | 1
'WL' | 848.0831 | 1999 | 2050 | 50 | 0.1 | 1
'WF' | 2212.9434 | 1999 | 2050 | 400 | 0.1 | 1
'SO' | 3652.7027 | 1980 | 2050 | 115 | 0.1 | 1
'SS' | 9999 | 1980 | 2050 | 650 | 0.1 | 1
'S2' | 9999 | 1980 | 2050 | 650 | 0.1 | 1
'PV' | 664.148 | 1999 | 2050 | 150 | 0.1 | 1
'PT' | 869 | 1980 | 2050 | 150 | 0.1 | 1
'IN' | 9999 | 1980 | 2050 | 650 | 0.1 | 1
'DB' | 790 | 2000 | 2050 | 2 | 0.333 | 1
'DP' | 949 | 2000 | 2050 | 1 | 0.333 | 1
Note on L16: Sukunta, Manussawee : (9/12/2022) DO NOT SPECIFY HERE; USE ANNUAL TABLE IN 'SUBSIDY' TAB

## SUBSIDY
ECP$PTC V1
#### UPGSUB(ECP$CAP) | GENERATION SUBSIDY (MILLS/KWH) -- YEAR $ SPECIFIED BY UPGSY$ W/O TAX ADJUSTMENT
#### UPGSY1(ECP$CAP) | FIRST YEAR OF GENERATION SUBSIDY
#### UPGSYL(ECP$CAP) | LAST YEAR OF GENERATION SUBSIDY
#### UPGSYR(ECP$CAP) | NUMBER OF YEARS FROM ON LINE YEAR THAT SUBSIDY IS IN AFFECT.
#### UPGSTY(ECP$CAP) | REAL (=0) OR NOMINAL (~0) SUBSIDY
#### UPGSY$(ECP$CAP) | YEAR $ SPECIFIED FOR SUBSIDY
#### UPGSMX(ECP$CAP) | MAX ANNUAL PAYMENT (MILLION $) FOR SUBSIDY (0 = NO MAX)
#### CURRENT SUBSIDIES REFLECT EPACT
####
#### | UPGSUB | UPGSY1 | UPGSYL | UPGSYR | UPGSTY | UPGSYD | UPGSMX
B1 | 0 | 0 | 0 | 0 | 0 | 0 | 0
B2 | 0 | 0 | 0 | 0 | 0 | 0 | 0
B3 | 0 | 0 | 0 | 0 | 0 | 0 | 0
B4 | 0 | 0 | 0 | 0 | 0 | 0 | 0
B5 | 0 | 0 | 0 | 0 | 0 | 0 | 0
B6 | 0 | 0 | 0 | 0 | 0 | 0 | 0
B7 | 0 | 0 | 0 | 0 | 0 | 0 | 0
B8 | 0 | 0 | 0 | 0 | 0 | 0 | 0
C1 | 0 | 0 | 0 | 0 | 0 | 0 | 0
C2 | 0 | 0 | 0 | 0 | 0 | 0 | 0
C3 | 0 | 0 | 0 | 0 | 0 | 0 | 0
C4 | 0 | 0 | 0 | 0 | 0 | 0 | 0
C5 | 0 | 0 | 0 | 0 | 0 | 0 | 0
C6 | 0 | 0 | 0 | 0 | 0 | 0 | 0
C7 | 0 | 0 | 0 | 0 | 0 | 0 | 0
C8 | 0 | 0 | 0 | 0 | 0 | 0 | 0
C9 | 0 | 0 | 0 | 0 | 0 | 0 | 0
CX | 0 | 0 | 0 | 0 | 0 | 0 | 0
CY | 0 | 0 | 0 | 0 | 0 | 0 | 0
CZ | 0 | 0 | 0 | 0 | 0 | 0 | 0
H1 | 0 | 0 | 0 | 0 | 0 | 0 | 0
H2 | 0 | 0 | 0 | 0 | 0 | 0 | 0
H3 | 0 | 0 | 0 | 0 | 0 | 0 | 0
H4 | 0 | 0 | 0 | 0 | 0 | 0 | 0
H5 | 0 | 0 | 0 | 0 | 0 | 0 | 0
H6 | 0 | 0 | 0 | 0 | 0 | 0 | 0
H7 | 0 | 0 | 0 | 0 | 0 | 0 | 0
H8 | 0 | 0 | 0 | 0 | 0 | 0 | 0
H9 | 0 | 0 | 0 | 0 | 0 | 0 | 0
HA | 0 | 0 | 0 | 0 | 0 | 0 | 0
HB | 0 | 0 | 0 | 0 | 0 | 0 | 0
HC | 0 | 0 | 0 | 0 | 0 | 0 | 0
PC | 0 | 0 | 0 | 0 | 0 | 0 | 0
OC | 0 | 0 | 0 | 0 | 0 | 0 | 0
IG | 0 | 0 | 0 | 0 | 0 | 0 | 0
I2 | 0 | 0 | 0 | 0 | 0 | 0 | 0
PQ | 0 | 0 | 0 | 0 | 0 | 0 | 0
IS | 0 | 0 | 0 | 0 | 0 | 0 | 0
NG | 0 | 0 | 0 | 0 | 0 | 0 | 0
ST | 0 | 0 | 0 | 0 | 0 | 0 | 0
ET | 0 | 0 | 0 | 0 | 0 | 0 | 0
IC | 0 | 0 | 0 | 0 | 0 | 0 | 0
CT | 0 | 0 | 0 | 0 | 0 | 0 | 0
T2 | 0 | 0 | 0 | 0 | 0 | 0 | 0
AT | 0 | 0 | 0 | 0 | 0 | 0 | 0
EC | 0 | 0 | 0 | 0 | 0 | 0 | 0
CC | 0 | 0 | 0 | 0 | 0 | 0 | 0
AC | 0 | 0 | 0 | 0 | 0 | 0 | 0
A2 | 0 | 0 | 0 | 0 | 0 | 0 | 0
CS | 0 | 0 | 0 | 0 | 0 | 0 | 0
FC | 0 | 0 | 0 | 0 | 0 | 0 | 0
CN | 15 | 2024 | 2032 | 0 | 0 | 2022 | 0 |  | CN is modeling IRA - years => operation years for existing plants, not online years
AN | 15 | 2013 | 2024 | 10 | 0 | 1992 | 0
SM | 15 | 2013 | 2024 | 10 | 0 | 1992 | 0
GN | 0 | 0 | 0 | 0 | 0 | 0 | 0
WD | 7.5 | 1992 | 2024 | 10 | 0 | 1992 | 0
BI | 0 | 0 | 0 | 0 | 0 | 0 | 0
GT | 0 | 0 | 0 | 0 | 0 | 0 | 0
AG | 0 | 0 | 0 | 0 | 0 | 0 | 0
MS | 7.5 | 2004 | 2024 | 10 | 0 | 1992 | 0
HY | 7.5 | 2006 | 2024 | 10 | 0 | 1992 | 0
HO | 0 | 0 | 0 | 0 | 0 | 0 | 0
HI | 0 | 0 | 0 | 0 | 0 | 0 | 0
TI | 0 | 0 | 0 | 0 | 0 | 0 | 0
PS | 0 | 0 | 0 | 0 | 0 | 0 | 0
P2 | 0 | 0 | 0 | 0 | 0 | 0 | 0
SQ | 0 | 0 | 0 | 0 | 0 | 0 | 0
DS | 0 | 0 | 0 | 0 | 0 | 0 | 0
OS | 0 | 0 | 0 | 0 | 0 | 0 | 0
WN | 15 | 1992 | 2050 | 10 | 0 | 1992 | 0
WL | 15 | 1992 | 2050 | 10 | 0 | 1992 | 0
WF | 0 | 0 | 0 | 0 | 0 | 0 | 0
SO | 0 | 0 | 0 | 0 | 0 | 0 | 0
SS | 0 | 0 | 0 | 0 | 0 | 0 | 0
S2 | 0 | 0 | 0 | 0 | 0 | 0 | 0
PV | 15 | 2022 | 2050 | 10 | 0 | 1992 | 0
PT | 15 | 2022 | 2050 | 10 | 0 | 1992 | 0
IN | 0 | 0 | 0 | 0 | 0 | 0 | 0
DB | 0 | 0 | 0 | 0 | 0 | 0 | 0
DP | 0 | 0 | 0 | 0 | 0 | 0 | 0
| PTCSUB YRSW | SUBLIM: CASE (INDEX TO IDENTIFY SUBSIDY CASE WITH CAPACITY LIMITS)
#### UPGSUBPT | SWITCH TO USE ANNUAL PTC VALUES INSTEAD OF CONSTANT (UPGSUB; 0 = NO, 1 = YES)
#### UPSUBCAS | SUBSIDY CASE (0=NONE,1=PTC,2=ITC,3=LOAN GUARANTEE (DEBT FR),4=LOAN GUARANTEE (COST OF DEBT))
#### NOTE | MUST USE START/END YEARS, NUMBER OF YEARS, AND YEAR $ IN ABOVE TABLE
#### UPSUBLIM | LIMIT ON CAPACITY ADDITIONS WITH SUBSIDY, IF ANY
#### UPSUBFCF | SUBSIDY LIMITS FIRST COME FIRST SERVE (0 = YES, 1 = NO)
PLNT | UPGSUBPT | UPSUBCAS | UPSUBLIM | UPSUBFCF
01 B1 | 0 | 0 | 0 | 0
02 B2 | 0 | 0 | 0 | 0
03 B3 | 0 | 0 | 0 | 0
04 B4 | 0 | 0 | 0 | 0
05 B5 | 0 | 0 | 0 | 0
06 B6 | 0 | 0 | 0 | 0
07 B7 | 0 | 0 | 0 | 0
08 B8 | 0 | 0 | 0 | 0
09 C1 | 0 | 0 | 0 | 0
10 C2 | 0 | 0 | 0 | 0
11 C3 | 0 | 0 | 0 | 0
12 C4 | 0 | 0 | 0 | 0
13 C5 | 0 | 0 | 0 | 0
14 C6 | 0 | 0 | 0 | 0
15 C7 | 0 | 0 | 0 | 0
16 C8 | 0 | 0 | 0 | 0
17 C9 | 0 | 0 | 0 | 0
18 CX | 0 | 0 | 0 | 0
19 CY | 0 | 0 | 0 | 0
20 CZ | 0 | 0 | 0 | 0
21 H1 | 0 | 0 | 0 | 0
22 H2 | 0 | 0 | 0 | 0
23 H3 | 0 | 0 | 0 | 0
24 H4 | 0 | 0 | 0 | 0
25 H5 | 0 | 0 | 0 | 0
26 H6 | 0 | 0 | 0 | 0
27 H7 | 0 | 0 | 0 | 0
28 H8 | 0 | 0 | 0 | 0
29 H9 | 0 | 0 | 0 | 0
30 HA | 0 | 0 | 0 | 0
31 HB | 0 | 0 | 0 | 0
32 HC | 0 | 0 | 0 | 0
33 PC | 0 | 0 | 0 | 0
34 OC | 0 | 0 | 0 | 0
35 IG | 0 | 0 | 0 | 0
36 I2 | 0 | 0 | 0 | 0
37 PQ | 0 | 0 | 0 | 0
38 IS | 0 | 0 | 0 | 0
39 NG | 0 | 0 | 0 | 0
40 ST | 0 | 0 | 0 | 0
41 ET | 0 | 0 | 0 | 0
42 IC | 0 | 0 | 0 | 0
43 CT | 0 | 0 | 0 | 0
44 T2 | 0 | 0 | 0 | 0
45 AT | 0 | 0 | 0 | 0
46 EC | 0 | 0 | 0 | 0
47 CC | 0 | 0 | 0 | 0
48 AC | 0 | 0 | 0 | 0
49 A2 | 0 | 0 | 0 | 0
50 CS | 0 | 0 | 0 | 0
51 FC | 0 | 2 | 0 | 0
52 CN | 0 | 1 | 0 | 0
53 AN | 1 | 1 | 0 | 0 |  |  | taking PTC until switching to ITC in 2025
54 SM | 1 | 1 | 0 | 0 |  |  | taking PTC until switching to ITC in 2025
55 GN | 0 | 0 | 0 | 0
56 WD | 1 | 1 | 0 | 0
57 BI | 0 | 0 | 0 | 0
58 GT | 0 | 2 | 0 | 0
59 AG | 0 | 0 | 0 | 0
60 MS | 0 | 1 | 0 | 0
61 HY | 1 | 1 | 0 | 0
62 HO | 0 | 0 | 0 | 0
63 HI | 0 | 0 | 0 | 0
64 TI | 0 | 0 | 0 | 0
65 PS | 0 | 0 | 0 | 0
66 P2 | 0 | 0 | 0 | 0
67 SQ | 0 | 0 | 0 | 0
68 DS | 0 | 2 | 0 | 0
69 OS | 0 | 0 | 0 | 0
70 WN | 1 | 1 | 0 | 0
71 WL | 1 | 1 | 0 | 0
72 WF | 0 | 2 | 0 | 0
73 SO | 0 | 2 | 0 | 0
74 SS | 0 | 0 | 0 | 0
75 S2 | 0 | 0 | 0 | 0
76 PV | 1 | 1 | 0 | 0
77 PT | 1 | 1 | 0 | 0
78 IN | 0 | 0 | 0 | 0
79 DB | 0 | 0 | 0 | 0
80 DP | 0 | 0 | 0 | 0
PTCSUB BYYR
#### UPGSUBYR | ANNUAL PTC BY PLANT TYPE AND YEAR
### YR | 2000 | 2001 | 2002 | 2003 | 2004 | 2005 | 2006 | 2007 | 2008 | 2009 | 2010 | 2011 | 2012 | 2013 | 2014 | 2015 | 2016 | 2017 | 2018 | 2019 | 2020 | 2021 | 2022 | 2023 | 2024 | 2025 | 2026 | 2027 | 2028 | 2029 | 2030 | 2031 | 2032 | 2033 | 2034 | 2035 | 2036 | 2037 | 2038 | 2039 | 2040 | 2041 | 2042 | 2043 | 2044 | 2045 | 2046 | 2047 | 2048 | 2049 | 2050
B1 | 0 | 0 | 0 | 0 | 0 | 0 | 0 | 0 | 0 | 0 | 0 | 0 | 0 | 0 | 0 | 0 | 0 | 0 | 0 | 0 | 0 | 0 | 0 | 0 | 0 | 0 | 0 | 0 | 0 | 0 | 0 | 0 | 0 | 0 | 0 | 0 | 0 | 0 | 0 | 0 | 0 | 0 | 0 | 0 | 0 | 0 | 0 | 0 | 0 | 0 | 0
B2 | 0 | 0 | 0 | 0 | 0 | 0 | 0 | 0 | 0 | 0 | 0 | 0 | 0 | 0 | 0 | 0 | 0 | 0 | 0 | 0 | 0 | 0 | 0 | 0 | 0 | 0 | 0 | 0 | 0 | 0 | 0 | 0 | 0 | 0 | 0 | 0 | 0 | 0 | 0 | 0 | 0 | 0 | 0 | 0 | 0 | 0 | 0 | 0 | 0 | 0 | 0
B3 | 0 | 0 | 0 | 0 | 0 | 0 | 0 | 0 | 0 | 0 | 0 | 0 | 0 | 0 | 0 | 0 | 0 | 0 | 0 | 0 | 0 | 0 | 0 | 0 | 0 | 0 | 0 | 0 | 0 | 0 | 0 | 0 | 0 | 0 | 0 | 0 | 0 | 0 | 0 | 0 | 0 | 0 | 0 | 0 | 0 | 0 | 0 | 0 | 0 | 0 | 0
B4 | 0 | 0 | 0 | 0 | 0 | 0 | 0 | 0 | 0 | 0 | 0 | 0 | 0 | 0 | 0 | 0 | 0 | 0 | 0 | 0 | 0 | 0 | 0 | 0 | 0 | 0 | 0 | 0 | 0 | 0 | 0 | 0 | 0 | 0 | 0 | 0 | 0 | 0 | 0 | 0 | 0 | 0 | 0 | 0 | 0 | 0 | 0 | 0 | 0 | 0 | 0
B5 | 0 | 0 | 0 | 0 | 0 | 0 | 0 | 0 | 0 | 0 | 0 | 0 | 0 | 0 | 0 | 0 | 0 | 0 | 0 | 0 | 0 | 0 | 0 | 0 | 0 | 0 | 0 | 0 | 0 | 0 | 0 | 0 | 0 | 0 | 0 | 0 | 0 | 0 | 0 | 0 | 0 | 0 | 0 | 0 | 0 | 0 | 0 | 0 | 0 | 0 | 0
B6 | 0 | 0 | 0 | 0 | 0 | 0 | 0 | 0 | 0 | 0 | 0 | 0 | 0 | 0 | 0 | 0 | 0 | 0 | 0 | 0 | 0 | 0 | 0 | 0 | 0 | 0 | 0 | 0 | 0 | 0 | 0 | 0 | 0 | 0 | 0 | 0 | 0 | 0 | 0 | 0 | 0 | 0 | 0 | 0 | 0 | 0 | 0 | 0 | 0 | 0 | 0
B7 | 0 | 0 | 0 | 0 | 0 | 0 | 0 | 0 | 0 | 0 | 0 | 0 | 0 | 0 | 0 | 0 | 0 | 0 | 0 | 0 | 0 | 0 | 0 | 0 | 0 | 0 | 0 | 0 | 0 | 0 | 0 | 0 | 0 | 0 | 0 | 0 | 0 | 0 | 0 | 0 | 0 | 0 | 0 | 0 | 0 | 0 | 0 | 0 | 0 | 0 | 0
B8 | 0 | 0 | 0 | 0 | 0 | 0 | 0 | 0 | 0 | 0 | 0 | 0 | 0 | 0 | 0 | 0 | 0 | 0 | 0 | 0 | 0 | 0 | 0 | 0 | 0 | 0 | 0 | 0 | 0 | 0 | 0 | 0 | 0 | 0 | 0 | 0 | 0 | 0 | 0 | 0 | 0 | 0 | 0 | 0 | 0 | 0 | 0 | 0 | 0 | 0 | 0
C1 | 0 | 0 | 0 | 0 | 0 | 0 | 0 | 0 | 0 | 0 | 0 | 0 | 0 | 0 | 0 | 0 | 0 | 0 | 0 | 0 | 0 | 0 | 0 | 0 | 0 | 0 | 0 | 0 | 0 | 0 | 0 | 0 | 0 | 0 | 0 | 0 | 0 | 0 | 0 | 0 | 0 | 0 | 0 | 0 | 0 | 0 | 0 | 0 | 0 | 0 | 0
C2 | 0 | 0 | 0 | 0 | 0 | 0 | 0 | 0 | 0 | 0 | 0 | 0 | 0 | 0 | 0 | 0 | 0 | 0 | 0 | 0 | 0 | 0 | 0 | 0 | 0 | 0 | 0 | 0 | 0 | 0 | 0 | 0 | 0 | 0 | 0 | 0 | 0 | 0 | 0 | 0 | 0 | 0 | 0 | 0 | 0 | 0 | 0 | 0 | 0 | 0 | 0
C3 | 0 | 0 | 0 | 0 | 0 | 0 | 0 | 0 | 0 | 0 | 0 | 0 | 0 | 0 | 0 | 0 | 0 | 0 | 0 | 0 | 0 | 0 | 0 | 0 | 0 | 0 | 0 | 0 | 0 | 0 | 0 | 0 | 0 | 0 | 0 | 0 | 0 | 0 | 0 | 0 | 0 | 0 | 0 | 0 | 0 | 0 | 0 | 0 | 0 | 0 | 0
C4 | 0 | 0 | 0 | 0 | 0 | 0 | 0 | 0 | 0 | 0 | 0 | 0 | 0 | 0 | 0 | 0 | 0 | 0 | 0 | 0 | 0 | 0 | 0 | 0 | 0 | 0 | 0 | 0 | 0 | 0 | 0 | 0 | 0 | 0 | 0 | 0 | 0 | 0 | 0 | 0 | 0 | 0 | 0 | 0 | 0 | 0 | 0 | 0 | 0 | 0 | 0
C5 | 0 | 0 | 0 | 0 | 0 | 0 | 0 | 0 | 0 | 0 | 0 | 0 | 0 | 0 | 0 | 0 | 0 | 0 | 0 | 0 | 0 | 0 | 0 | 0 | 0 | 0 | 0 | 0 | 0 | 0 | 0 | 0 | 0 | 0 | 0 | 0 | 0 | 0 | 0 | 0 | 0 | 0 | 0 | 0 | 0 | 0 | 0 | 0 | 0 | 0 | 0
C6 | 0 | 0 | 0 | 0 | 0 | 0 | 0 | 0 | 0 | 0 | 0 | 0 | 0 | 0 | 0 | 0 | 0 | 0 | 0 | 0 | 0 | 0 | 0 | 0 | 0 | 0 | 0 | 0 | 0 | 0 | 0 | 0 | 0 | 0 | 0 | 0 | 0 | 0 | 0 | 0 | 0 | 0 | 0 | 0 | 0 | 0 | 0 | 0 | 0 | 0 | 0
C7 | 0 | 0 | 0 | 0 | 0 | 0 | 0 | 0 | 0 | 0 | 0 | 0 | 0 | 0 | 0 | 0 | 0 | 0 | 0 | 0 | 0 | 0 | 0 | 0 | 0 | 0 | 0 | 0 | 0 | 0 | 0 | 0 | 0 | 0 | 0 | 0 | 0 | 0 | 0 | 0 | 0 | 0 | 0 | 0 | 0 | 0 | 0 | 0 | 0 | 0 | 0
C8 | 0 | 0 | 0 | 0 | 0 | 0 | 0 | 0 | 0 | 0 | 0 | 0 | 0 | 0 | 0 | 0 | 0 | 0 | 0 | 0 | 0 | 0 | 0 | 0 | 0 | 0 | 0 | 0 | 0 | 0 | 0 | 0 | 0 | 0 | 0 | 0 | 0 | 0 | 0 | 0 | 0 | 0 | 0 | 0 | 0 | 0 | 0 | 0 | 0 | 0 | 0
C9 | 0 | 0 | 0 | 0 | 0 | 0 | 0 | 0 | 0 | 0 | 0 | 0 | 0 | 0 | 0 | 0 | 0 | 0 | 0 | 0 | 0 | 0 | 0 | 0 | 0 | 0 | 0 | 0 | 0 | 0 | 0 | 0 | 0 | 0 | 0 | 0 | 0 | 0 | 0 | 0 | 0 | 0 | 0 | 0 | 0 | 0 | 0 | 0 | 0 | 0 | 0
CX | 0 | 0 | 0 | 0 | 0 | 0 | 0 | 0 | 0 | 0 | 0 | 0 | 0 | 0 | 0 | 0 | 0 | 0 | 0 | 0 | 0 | 0 | 0 | 0 | 0 | 0 | 0 | 0 | 0 | 0 | 0 | 0 | 0 | 0 | 0 | 0 | 0 | 0 | 0 | 0 | 0 | 0 | 0 | 0 | 0 | 0 | 0 | 0 | 0 | 0 | 0
CY | 0 | 0 | 0 | 0 | 0 | 0 | 0 | 0 | 0 | 0 | 0 | 0 | 0 | 0 | 0 | 0 | 0 | 0 | 0 | 0 | 0 | 0 | 0 | 0 | 0 | 0 | 0 | 0 | 0 | 0 | 0 | 0 | 0 | 0 | 0 | 0 | 0 | 0 | 0 | 0 | 0 | 0 | 0 | 0 | 0 | 0 | 0 | 0 | 0 | 0 | 0
CZ | 0 | 0 | 0 | 0 | 0 | 0 | 0 | 0 | 0 | 0 | 0 | 0 | 0 | 0 | 0 | 0 | 0 | 0 | 0 | 0 | 0 | 0 | 0 | 0 | 0 | 0 | 0 | 0 | 0 | 0 | 0 | 0 | 0 | 0 | 0 | 0 | 0 | 0 | 0 | 0 | 0 | 0 | 0 | 0 | 0 | 0 | 0 | 0 | 0 | 0 | 0
H1 | 0 | 0 | 0 | 0 | 0 | 0 | 0 | 0 | 0 | 0 | 0 | 0 | 0 | 0 | 0 | 0 | 0 | 0 | 0 | 0 | 0 | 0 | 0 | 0 | 0 | 0 | 0 | 0 | 0 | 0 | 0 | 0 | 0 | 0 | 0 | 0 | 0 | 0 | 0 | 0 | 0 | 0 | 0 | 0 | 0 | 0 | 0 | 0 | 0 | 0 | 0
H2 | 0 | 0 | 0 | 0 | 0 | 0 | 0 | 0 | 0 | 0 | 0 | 0 | 0 | 0 | 0 | 0 | 0 | 0 | 0 | 0 | 0 | 0 | 0 | 0 | 0 | 0 | 0 | 0 | 0 | 0 | 0 | 0 | 0 | 0 | 0 | 0 | 0 | 0 | 0 | 0 | 0 | 0 | 0 | 0 | 0 | 0 | 0 | 0 | 0 | 0 | 0
H3 | 0 | 0 | 0 | 0 | 0 | 0 | 0 | 0 | 0 | 0 | 0 | 0 | 0 | 0 | 0 | 0 | 0 | 0 | 0 | 0 | 0 | 0 | 0 | 0 | 0 | 0 | 0 | 0 | 0 | 0 | 0 | 0 | 0 | 0 | 0 | 0 | 0 | 0 | 0 | 0 | 0 | 0 | 0 | 0 | 0 | 0 | 0 | 0 | 0 | 0 | 0
H4 | 0 | 0 | 0 | 0 | 0 | 0 | 0 | 0 | 0 | 0 | 0 | 0 | 0 | 0 | 0 | 0 | 0 | 0 | 0 | 0 | 0 | 0 | 0 | 0 | 0 | 0 | 0 | 0 | 0 | 0 | 0 | 0 | 0 | 0 | 0 | 0 | 0 | 0 | 0 | 0 | 0 | 0 | 0 | 0 | 0 | 0 | 0 | 0 | 0 | 0 | 0
H5 | 0 | 0 | 0 | 0 | 0 | 0 | 0 | 0 | 0 | 0 | 0 | 0 | 0 | 0 | 0 | 0 | 0 | 0 | 0 | 0 | 0 | 0 | 0 | 0 | 0 | 0 | 0 | 0 | 0 | 0 | 0 | 0 | 0 | 0 | 0 | 0 | 0 | 0 | 0 | 0 | 0 | 0 | 0 | 0 | 0 | 0 | 0 | 0 | 0 | 0 | 0
H6 | 0 | 0 | 0 | 0 | 0 | 0 | 0 | 0 | 0 | 0 | 0 | 0 | 0 | 0 | 0 | 0 | 0 | 0 | 0 | 0 | 0 | 0 | 0 | 0 | 0 | 0 | 0 | 0 | 0 | 0 | 0 | 0 | 0 | 0 | 0 | 0 | 0 | 0 | 0 | 0 | 0 | 0 | 0 | 0 | 0 | 0 | 0 | 0 | 0 | 0 | 0
H7 | 0 | 0 | 0 | 0 | 0 | 0 | 0 | 0 | 0 | 0 | 0 | 0 | 0 | 0 | 0 | 0 | 0 | 0 | 0 | 0 | 0 | 0 | 0 | 0 | 0 | 0 | 0 | 0 | 0 | 0 | 0 | 0 | 0 | 0 | 0 | 0 | 0 | 0 | 0 | 0 | 0 | 0 | 0 | 0 | 0 | 0 | 0 | 0 | 0 | 0 | 0
H8 | 0 | 0 | 0 | 0 | 0 | 0 | 0 | 0 | 0 | 0 | 0 | 0 | 0 | 0 | 0 | 0 | 0 | 0 | 0 | 0 | 0 | 0 | 0 | 0 | 0 | 0 | 0 | 0 | 0 | 0 | 0 | 0 | 0 | 0 | 0 | 0 | 0 | 0 | 0 | 0 | 0 | 0 | 0 | 0 | 0 | 0 | 0 | 0 | 0 | 0 | 0
H9 | 0 | 0 | 0 | 0 | 0 | 0 | 0 | 0 | 0 | 0 | 0 | 0 | 0 | 0 | 0 | 0 | 0 | 0 | 0 | 0 | 0 | 0 | 0 | 0 | 0 | 0 | 0 | 0 | 0 | 0 | 0 | 0 | 0 | 0 | 0 | 0 | 0 | 0 | 0 | 0 | 0 | 0 | 0 | 0 | 0 | 0 | 0 | 0 | 0 | 0 | 0
HA | 0 | 0 | 0 | 0 | 0 | 0 | 0 | 0 | 0 | 0 | 0 | 0 | 0 | 0 | 0 | 0 | 0 | 0 | 0 | 0 | 0 | 0 | 0 | 0 | 0 | 0 | 0 | 0 | 0 | 0 | 0 | 0 | 0 | 0 | 0 | 0 | 0 | 0 | 0 | 0 | 0 | 0 | 0 | 0 | 0 | 0 | 0 | 0 | 0 | 0 | 0
HB | 0 | 0 | 0 | 0 | 0 | 0 | 0 | 0 | 0 | 0 | 0 | 0 | 0 | 0 | 0 | 0 | 0 | 0 | 0 | 0 | 0 | 0 | 0 | 0 | 0 | 0 | 0 | 0 | 0 | 0 | 0 | 0 | 0 | 0 | 0 | 0 | 0 | 0 | 0 | 0 | 0 | 0 | 0 | 0 | 0 | 0 | 0 | 0 | 0 | 0 | 0
HC | 0 | 0 | 0 | 0 | 0 | 0 | 0 | 0 | 0 | 0 | 0 | 0 | 0 | 0 | 0 | 0 | 0 | 0 | 0 | 0 | 0 | 0 | 0 | 0 | 0 | 0 | 0 | 0 | 0 | 0 | 0 | 0 | 0 | 0 | 0 | 0 | 0 | 0 | 0 | 0 | 0 | 0 | 0 | 0 | 0 | 0 | 0 | 0 | 0 | 0 | 0
PC | 0 | 0 | 0 | 0 | 0 | 0 | 0 | 0 | 0 | 0 | 0 | 0 | 0 | 0 | 0 | 0 | 0 | 0 | 0 | 0 | 0 | 0 | 0 | 0 | 0 | 0 | 0 | 0 | 0 | 0 | 0 | 0 | 0 | 0 | 0 | 0 | 0 | 0 | 0 | 0 | 0 | 0 | 0 | 0 | 0 | 0 | 0 | 0 | 0 | 0 | 0
OC | 0 | 0 | 0 | 0 | 0 | 0 | 0 | 0 | 0 | 0 | 0 | 0 | 0 | 0 | 0 | 0 | 0 | 0 | 0 | 0 | 0 | 0 | 0 | 0 | 0 | 0 | 0 | 0 | 0 | 0 | 0 | 0 | 0 | 0 | 0 | 0 | 0 | 0 | 0 | 0 | 0 | 0 | 0 | 0 | 0 | 0 | 0 | 0 | 0 | 0 | 0
IG | 0 | 0 | 0 | 0 | 0 | 0 | 0 | 0 | 0 | 0 | 0 | 0 | 0 | 0 | 0 | 0 | 0 | 0 | 0 | 0 | 0 | 0 | 0 | 0 | 0 | 0 | 0 | 0 | 0 | 0 | 0 | 0 | 0 | 0 | 0 | 0 | 0 | 0 | 0 | 0 | 0 | 0 | 0 | 0 | 0 | 0 | 0 | 0 | 0 | 0 | 0
I2 | 0 | 0 | 0 | 0 | 0 | 0 | 0 | 0 | 0 | 0 | 0 | 0 | 0 | 0 | 0 | 0 | 0 | 0 | 0 | 0 | 0 | 0 | 0 | 0 | 0 | 0 | 0 | 0 | 0 | 0 | 0 | 0 | 0 | 0 | 0 | 0 | 0 | 0 | 0 | 0 | 0 | 0 | 0 | 0 | 0 | 0 | 0 | 0 | 0 | 0 | 0
PQ | 0 | 0 | 0 | 0 | 0 | 0 | 0 | 0 | 0 | 0 | 0 | 0 | 0 | 0 | 0 | 0 | 0 | 0 | 0 | 0 | 0 | 0 | 0 | 0 | 0 | 0 | 0 | 0 | 0 | 0 | 0 | 0 | 0 | 0 | 0 | 0 | 0 | 0 | 0 | 0 | 0 | 0 | 0 | 0 | 0 | 0 | 0 | 0 | 0 | 0 | 0
IS | 0 | 0 | 0 | 0 | 0 | 0 | 0 | 0 | 0 | 0 | 0 | 0 | 0 | 0 | 0 | 0 | 0 | 0 | 0 | 0 | 0 | 0 | 0 | 0 | 0 | 0 | 0 | 0 | 0 | 0 | 0 | 0 | 0 | 0 | 0 | 0 | 0 | 0 | 0 | 0 | 0 | 0 | 0 | 0 | 0 | 0 | 0 | 0 | 0 | 0 | 0
NG | 0 | 0 | 0 | 0 | 0 | 0 | 0 | 0 | 0 | 0 | 0 | 0 | 0 | 0 | 0 | 0 | 0 | 0 | 0 | 0 | 0 | 0 | 0 | 0 | 0 | 0 | 0 | 0 | 0 | 0 | 0 | 0 | 0 | 0 | 0 | 0 | 0 | 0 | 0 | 0 | 0 | 0 | 0 | 0 | 0 | 0 | 0 | 0 | 0 | 0 | 0
ST | 0 | 0 | 0 | 0 | 0 | 0 | 0 | 0 | 0 | 0 | 0 | 0 | 0 | 0 | 0 | 0 | 0 | 0 | 0 | 0 | 0 | 0 | 0 | 0 | 0 | 0 | 0 | 0 | 0 | 0 | 0 | 0 | 0 | 0 | 0 | 0 | 0 | 0 | 0 | 0 | 0 | 0 | 0 | 0 | 0 | 0 | 0 | 0 | 0 | 0 | 0
ET | 0 | 0 | 0 | 0 | 0 | 0 | 0 | 0 | 0 | 0 | 0 | 0 | 0 | 0 | 0 | 0 | 0 | 0 | 0 | 0 | 0 | 0 | 0 | 0 | 0 | 0 | 0 | 0 | 0 | 0 | 0 | 0 | 0 | 0 | 0 | 0 | 0 | 0 | 0 | 0 | 0 | 0 | 0 | 0 | 0 | 0 | 0 | 0 | 0 | 0 | 0
IC | 0 | 0 | 0 | 0 | 0 | 0 | 0 | 0 | 0 | 0 | 0 | 0 | 0 | 0 | 0 | 0 | 0 | 0 | 0 | 0 | 0 | 0 | 0 | 0 | 0 | 0 | 0 | 0 | 0 | 0 | 0 | 0 | 0 | 0 | 0 | 0 | 0 | 0 | 0 | 0 | 0 | 0 | 0 | 0 | 0 | 0 | 0 | 0 | 0 | 0 | 0
CT | 0 | 0 | 0 | 0 | 0 | 0 | 0 | 0 | 0 | 0 | 0 | 0 | 0 | 0 | 0 | 0 | 0 | 0 | 0 | 0 | 0 | 0 | 0 | 0 | 0 | 0 | 0 | 0 | 0 | 0 | 0 | 0 | 0 | 0 | 0 | 0 | 0 | 0 | 0 | 0 | 0 | 0 | 0 | 0 | 0 | 0 | 0 | 0 | 0 | 0 | 0
T2 | 0 | 0 | 0 | 0 | 0 | 0 | 0 | 0 | 0 | 0 | 0 | 0 | 0 | 0 | 0 | 0 | 0 | 0 | 0 | 0 | 0 | 0 | 0 | 0 | 0 | 0 | 0 | 0 | 0 | 0 | 0 | 0 | 0 | 0 | 0 | 0 | 0 | 0 | 0 | 0 | 0 | 0 | 0 | 0 | 0 | 0 | 0 | 0 | 0 | 0 | 0
AT | 0 | 0 | 0 | 0 | 0 | 0 | 0 | 0 | 0 | 0 | 0 | 0 | 0 | 0 | 0 | 0 | 0 | 0 | 0 | 0 | 0 | 0 | 0 | 0 | 0 | 0 | 0 | 0 | 0 | 0 | 0 | 0 | 0 | 0 | 0 | 0 | 0 | 0 | 0 | 0 | 0 | 0 | 0 | 0 | 0 | 0 | 0 | 0 | 0 | 0 | 0
EC | 0 | 0 | 0 | 0 | 0 | 0 | 0 | 0 | 0 | 0 | 0 | 0 | 0 | 0 | 0 | 0 | 0 | 0 | 0 | 0 | 0 | 0 | 0 | 0 | 0 | 0 | 0 | 0 | 0 | 0 | 0 | 0 | 0 | 0 | 0 | 0 | 0 | 0 | 0 | 0 | 0 | 0 | 0 | 0 | 0 | 0 | 0 | 0 | 0 | 0 | 0
CC | 0 | 0 | 0 | 0 | 0 | 0 | 0 | 0 | 0 | 0 | 0 | 0 | 0 | 0 | 0 | 0 | 0 | 0 | 0 | 0 | 0 | 0 | 0 | 0 | 0 | 0 | 0 | 0 | 0 | 0 | 0 | 0 | 0 | 0 | 0 | 0 | 0 | 0 | 0 | 0 | 0 | 0 | 0 | 0 | 0 | 0 | 0 | 0 | 0 | 0 | 0
AC | 0 | 0 | 0 | 0 | 0 | 0 | 0 | 0 | 0 | 0 | 0 | 0 | 0 | 0 | 0 | 0 | 0 | 0 | 0 | 0 | 0 | 0 | 0 | 0 | 0 | 0 | 0 | 0 | 0 | 0 | 0 | 0 | 0 | 0 | 0 | 0 | 0 | 0 | 0 | 0 | 0 | 0 | 0 | 0 | 0 | 0 | 0 | 0 | 0 | 0 | 0
A2 | 0 | 0 | 0 | 0 | 0 | 0 | 0 | 0 | 0 | 0 | 0 | 0 | 0 | 0 | 0 | 0 | 0 | 0 | 0 | 0 | 0 | 0 | 0 | 0 | 0 | 0 | 0 | 0 | 0 | 0 | 0 | 0 | 0 | 0 | 0 | 0 | 0 | 0 | 0 | 0 | 0 | 0 | 0 | 0 | 0 | 0 | 0 | 0 | 0 | 0 | 0
CS | 0 | 0 | 0 | 0 | 0 | 0 | 0 | 0 | 0 | 0 | 0 | 0 | 0 | 0 | 0 | 0 | 0 | 0 | 0 | 0 | 0 | 0 | 0 | 0 | 0 | 0 | 0 | 0 | 0 | 0 | 0 | 0 | 0 | 0 | 0 | 0 | 0 | 0 | 0 | 0 | 0 | 0 | 0 | 0 | 0 | 0 | 0 | 0 | 0 | 0 | 0
FC | 0 | 0 | 0 | 0 | 0 | 0 | 0 | 0 | 0 | 0 | 0 | 0 | 0 | 0 | 0 | 0 | 0 | 0 | 0 | 0 | 0 | 0 | 0 | 0 | 0 | 0 | 0 | 0 | 0 | 0 | 0 | 0 | 0 | 0 | 0 | 0 | 0 | 0 | 0 | 0 | 0 | 0 | 0 | 0 | 0 | 0 | 0 | 0 | 0 | 0 | 0
CN | 0 | 0 | 0 | 0 | 0 | 0 | 0 | 0 | 0 | 0 | 0 | 0 | 0 | 0 | 0 | 0 | 0 | 0 | 0 | 0 | 0 | 0 | 0 | 0 | 0 | 0 | 0 | 0 | 0 | 0 | 0 | 0 | 0 | 0 | 0 | 0 | 0 | 0 | 0 | 0 | 0 | 0 | 0 | 0 | 0 | 0 | 0 | 0 | 0 | 0 | 0
AN | 0 | 0 | 0 | 0 | 15 | 14.546 | 14.1071 | 13.7354 | 13.4816 | 13.3934 | 13.2339 | 12.9652 | 12.7262 | 12.5051 | 12.2766 | 12.1594 | 12.0396 | 11.8118 | 11.5351 | 11.3345 | 11.1889 | 10.7403 | 10.1216 | 9.818 | 9.5943 | 0 | 0 | 0 | 0 | 0 | 0 | 0 | 0 | 0 | 0 | 0 | 0 | 0 | 0 | 0 | 0 | 0 | 0 | 0 | 0 | 0 | 0 | 0 | 0 | 0 | 0
SM | 0 | 0 | 0 | 0 | 15 | 14.546 | 14.1071 | 13.7354 | 13.4816 | 13.3934 | 13.2339 | 12.9652 | 12.7262 | 12.5051 | 12.2766 | 12.1594 | 12.0396 | 11.8118 | 11.5351 | 11.3345 | 11.1889 | 10.7403 | 10.1216 | 9.818 | 9.5943 | 0 | 0 | 0 | 0 | 0 | 0 | 0 | 0 | 0 | 0 | 0 | 0 | 0 | 0 | 0 | 0 | 0 | 0 | 0 | 0 | 0 | 0 | 0 | 0 | 0 | 0
GN | 0 | 0 | 0 | 0 | 0 | 0 | 0 | 0 | 0 | 0 | 0 | 0 | 0 | 0 | 0 | 0 | 0 | 0 | 0 | 0 | 0 | 0 | 0 | 0 | 0 | 0 | 0 | 0 | 0 | 0 | 0 | 0 | 0 | 0 | 0 | 0 | 0 | 0 | 0 | 0 | 0 | 0 | 0 | 0 | 0 | 0 | 0 | 0 | 0 | 0 | 0
WD | 0 | 0 | 0 | 0 | 0 | 0 | 0 | 0 | 0 | 0 | 0 | 0 | 7.5 | 7.5 | 7.5 | 7.5 | 7.5 | 7.5 | 7.5 | 7.5 | 7.5 | 7.5 | 7.5 | 7.5 | 7.5 | 18 | 18 | 18 | 18 | 18 | 18 | 18 | 18 | 18 | 18 | 18 | 18 | 18 | 18 | 18 | 18 | 18 | 18 | 18 | 18 | 18 | 18 | 18 | 18 | 18 | 18
BI | 0 | 0 | 0 | 0 | 0 | 0 | 0 | 0 | 0 | 0 | 0 | 0 | 0 | 0 | 0 | 0 | 0 | 0 | 0 | 0 | 0 | 0 | 0 | 0 | 0 | 0 | 0 | 0 | 0 | 0 | 0 | 0 | 0 | 0 | 0 | 0 | 0 | 0 | 0 | 0 | 0 | 0 | 0 | 0 | 0 | 0 | 0 | 0 | 0 | 0 | 0
GT | 0 | 0 | 0 | 0 | 0 | 0 | 0 | 0 | 0 | 0 | 0 | 0 | 0 | 0 | 0 | 0 | 0 | 0 | 0 | 0 | 0 | 0 | 0 | 0 | 0 | 0 | 0 | 0 | 0 | 0 | 0 | 0 | 0 | 0 | 0 | 0 | 0 | 0 | 0 | 0 | 0 | 0 | 0 | 0 | 0 | 0 | 0 | 0 | 0 | 0 | 0
AG | 0 | 0 | 0 | 0 | 0 | 0 | 0 | 0 | 0 | 0 | 0 | 0 | 0 | 0 | 0 | 0 | 0 | 0 | 0 | 0 | 0 | 0 | 0 | 0 | 0 | 0 | 0 | 0 | 0 | 0 | 0 | 0 | 0 | 0 | 0 | 0 | 0 | 0 | 0 | 0 | 0 | 0 | 0 | 0 | 0 | 0 | 0 | 0 | 0 | 0 | 0
MS | 0 | 0 | 0 | 0 | 0 | 0 | 0 | 0 | 0 | 0 | 0 | 0 | 0 | 0 | 0 | 0 | 0 | 0 | 0 | 0 | 0 | 0 | 0 | 0 | 0 | 0 | 0 | 0 | 0 | 0 | 0 | 0 | 0 | 0 | 0 | 0 | 0 | 0 | 0 | 0 | 0 | 0 | 0 | 0 | 0 | 0 | 0 | 0 | 0 | 0 | 0
HY | 0 | 0 | 0 | 0 | 0 | 0 | 0 | 0 | 0 | 0 | 0 | 0 | 7.5 | 7.5 | 7.5 | 7.5 | 7.5 | 7.5 | 7.5 | 7.5 | 7.5 | 7.5 | 7.5 | 7.5 | 7.5 | 0 | 0 | 0 | 0 | 0 | 0 | 0 | 0 | 0 | 0 | 0 | 0 | 0 | 0 | 0 | 0 | 0 | 0 | 0 | 0 | 0 | 0 | 0 | 0 | 0 | 0
HO | 0 | 0 | 0 | 0 | 0 | 0 | 0 | 0 | 0 | 0 | 0 | 0 | 0 | 0 | 0 | 0 | 0 | 0 | 0 | 0 | 0 | 0 | 0 | 0 | 0 | 0 | 0 | 0 | 0 | 0 | 0 | 0 | 0 | 0 | 0 | 0 | 0 | 0 | 0 | 0 | 0 | 0 | 0 | 0 | 0 | 0 | 0 | 0 | 0 | 0 | 0
HI | 0 | 0 | 0 | 0 | 0 | 0 | 0 | 0 | 0 | 0 | 0 | 0 | 0 | 0 | 0 | 0 | 0 | 0 | 0 | 0 | 0 | 0 | 0 | 0 | 0 | 0 | 0 | 0 | 0 | 0 | 0 | 0 | 0 | 0 | 0 | 0 | 0 | 0 | 0 | 0 | 0 | 0 | 0 | 0 | 0 | 0 | 0 | 0 | 0 | 0 | 0
TI | 0 | 0 | 0 | 0 | 0 | 0 | 0 | 0 | 0 | 0 | 0 | 0 | 0 | 0 | 0 | 0 | 0 | 0 | 0 | 0 | 0 | 0 | 0 | 0 | 0 | 0 | 0 | 0 | 0 | 0 | 0 | 0 | 0 | 0 | 0 | 0 | 0 | 0 | 0 | 0 | 0 | 0 | 0 | 0 | 0 | 0 | 0 | 0 | 0 | 0 | 0
PS | 0 | 0 | 0 | 0 | 0 | 0 | 0 | 0 | 0 | 0 | 0 | 0 | 0 | 0 | 0 | 0 | 0 | 0 | 0 | 0 | 0 | 0 | 0 | 0 | 0 | 0 | 0 | 0 | 0 | 0 | 0 | 0 | 0 | 0 | 0 | 0 | 0 | 0 | 0 | 0 | 0 | 0 | 0 | 0 | 0 | 0 | 0 | 0 | 0 | 0 | 0
P2 | 0 | 0 | 0 | 0 | 0 | 0 | 0 | 0 | 0 | 0 | 0 | 0 | 0 | 0 | 0 | 0 | 0 | 0 | 0 | 0 | 0 | 0 | 0 | 0 | 0 | 0 | 0 | 0 | 0 | 0 | 0 | 0 | 0 | 0 | 0 | 0 | 0 | 0 | 0 | 0 | 0 | 0 | 0 | 0 | 0 | 0 | 0 | 0 | 0 | 0 | 0
SQ | 0 | 0 | 0 | 0 | 0 | 0 | 0 | 0 | 0 | 0 | 0 | 0 | 0 | 0 | 0 | 0 | 0 | 0 | 0 | 0 | 0 | 0 | 0 | 0 | 0 | 0 | 0 | 0 | 0 | 0 | 0 | 0 | 0 | 0 | 0 | 0 | 0 | 0 | 0 | 0 | 0 | 0 | 0 | 0 | 0 | 0 | 0 | 0 | 0 | 0 | 0
DS | 0 | 0 | 0 | 0 | 0 | 0 | 0 | 0 | 0 | 0 | 0 | 0 | 0 | 0 | 0 | 0 | 0 | 0 | 0 | 0 | 0 | 0 | 0 | 0 | 0 | 0 | 0 | 0 | 0 | 0 | 0 | 0 | 0 | 0 | 0 | 0 | 0 | 0 | 0 | 0 | 0 | 0 | 0 | 0 | 0 | 0 | 0 | 0 | 0 | 0 | 0
OS | 0 | 0 | 0 | 0 | 0 | 0 | 0 | 0 | 0 | 0 | 0 | 0 | 0 | 0 | 0 | 0 | 0 | 0 | 0 | 0 | 0 | 0 | 0 | 0 | 0 | 0 | 0 | 0 | 0 | 0 | 0 | 0 | 0 | 0 | 0 | 0 | 0 | 0 | 0 | 0 | 0 | 0 | 0 | 0 | 0 | 0 | 0 | 0 | 0 | 0 | 0
WN | 0 | 0 | 0 | 0 | 0 | 0 | 0 | 0 | 0 | 0 | 0 | 0 | 15 | 15 | 15 | 15 | 15 | 15 | 15 | 15 | 15 | 12 | 18 | 18 | 18 | 18 | 18 | 18 | 18 | 18 | 18 | 18 | 18 | 18 | 18 | 18 | 18 | 18 | 18 | 18 | 18 | 18 | 18 | 18 | 18 | 18 | 18 | 18 | 18 | 18 | 18
WL | 0 | 0 | 0 | 0 | 0 | 0 | 0 | 0 | 0 | 0 | 0 | 0 | 0 | 0 | 0 | 0 | 0 | 0 | 0 | 0 | 0 | 0 | 0 | 0 | 0 | 0 | 0 | 0 | 0 | 0 | 0 | 0 | 0 | 0 | 0 | 0 | 0 | 0 | 0 | 0 | 0 | 0 | 0 | 0 | 0 | 0 | 0 | 0 | 0 | 0 | 0
WF | 0 | 0 | 0 | 0 | 0 | 0 | 0 | 0 | 0 | 0 | 0 | 0 | 0 | 0 | 0 | 0 | 0 | 0 | 0 | 0 | 0 | 0 | 0 | 0 | 0 | 0 | 0 | 0 | 0 | 0 | 0 | 0 | 0 | 0 | 0 | 0 | 0 | 0 | 0 | 0 | 0 | 0 | 0 | 0 | 0 | 0 | 0 | 0 | 0 | 0 | 0
SO | 0 | 0 | 0 | 0 | 0 | 0 | 0 | 0 | 0 | 0 | 0 | 0 | 0 | 0 | 0 | 0 | 0 | 0 | 0 | 0 | 0 | 0 | 0 | 0 | 0 | 0 | 0 | 0 | 0 | 0 | 0 | 0 | 0 | 0 | 0 | 0 | 0 | 0 | 0 | 0 | 0 | 0 | 0 | 0 | 0 | 0 | 0 | 0 | 0 | 0 | 0
SS | 0 | 0 | 0 | 0 | 0 | 0 | 0 | 0 | 0 | 0 | 0 | 0 | 0 | 0 | 0 | 0 | 0 | 0 | 0 | 0 | 0 | 0 | 0 | 0 | 0 | 0 | 0 | 0 | 0 | 0 | 0 | 0 | 0 | 0 | 0 | 0 | 0 | 0 | 0 | 0 | 0 | 0 | 0 | 0 | 0 | 0 | 0 | 0 | 0 | 0 | 0
S2 | 0 | 0 | 0 | 0 | 0 | 0 | 0 | 0 | 0 | 0 | 0 | 0 | 0 | 0 | 0 | 0 | 0 | 0 | 0 | 0 | 0 | 0 | 0 | 0 | 0 | 0 | 0 | 0 | 0 | 0 | 0 | 0 | 0 | 0 | 0 | 0 | 0 | 0 | 0 | 0 | 0 | 0 | 0 | 0 | 0 | 0 | 0 | 0 | 0 | 0 | 0
PV | 0 | 0 | 0 | 0 | 0 | 0 | 0 | 0 | 0 | 0 | 0 | 0 | 0 | 0 | 0 | 0 | 0 | 0 | 0 | 0 | 0 | 0 | 18 | 18 | 18 | 18 | 18 | 18 | 18 | 18 | 18 | 18 | 18 | 18 | 18 | 18 | 18 | 18 | 18 | 18 | 18 | 18 | 18 | 18 | 18 | 18 | 18 | 18 | 18 | 18 | 18
PT | 0 | 0 | 0 | 0 | 0 | 0 | 0 | 0 | 0 | 0 | 0 | 0 | 0 | 0 | 0 | 0 | 0 | 0 | 0 | 0 | 0 | 0 | 18 | 18 | 18 | 18 | 18 | 18 | 18 | 18 | 18 | 18 | 18 | 18 | 18 | 18 | 18 | 18 | 18 | 18 | 18 | 18 | 18 | 18 | 18 | 18 | 18 | 18 | 18 | 18 | 18
IN | 0 | 0 | 0 | 0 | 0 | 0 | 0 | 0 | 0 | 0 | 0 | 0 | 0 | 0 | 0 | 0 | 0 | 0 | 0 | 0 | 0 | 0 | 0 | 0 | 0 | 0 | 0 | 0 | 0 | 0 | 0 | 0 | 0 | 0 | 0 | 0 | 0 | 0 | 0 | 0 | 0 | 0 | 0 | 0 | 0 | 0 | 0 | 0 | 0 | 0 | 0
DB | 0 | 0 | 0 | 0 | 0 | 0 | 0 | 0 | 0 | 0 | 0 | 0 | 0 | 0 | 0 | 0 | 0 | 0 | 0 | 0 | 0 | 0 | 0 | 0 | 0 | 0 | 0 | 0 | 0 | 0 | 0 | 0 | 0 | 0 | 0 | 0 | 0 | 0 | 0 | 0 | 0 | 0 | 0 | 0 | 0 | 0 | 0 | 0 | 0 | 0 | 0
DP | 0 | 0 | 0 | 0 | 0 | 0 | 0 | 0 | 0 | 0 | 0 | 0 | 0 | 0 | 0 | 0 | 0 | 0 | 0 | 0 | 0 | 0 | 0 | 0 | 0 | 0 | 0 | 0 | 0 | 0 | 0 | 0 | 0 | 0 | 0 | 0 | 0 | 0 | 0 | 0 | 0 | 0 | 0 | 0 | 0 | 0 | 0 | 0 | 0 | 0 | 0
ITCSUB BYYR
#### UPCSBYR: ANNUAL ITC BY PLANT TYPE AND YEAR
YR | 2000 | 2001 | 2002 | 2003 | 2004 | 2005 | 2006 | 2007 | 2008 | 2009 | 2010 | 2011 | 2012 | 2013 | 2014 | 2015 | 2016 | 2017 | 2018 | 2019 | 2020 | 2021 | 2022 | 2023 | 2024 | 2025 | 2026 | 2027 | 2028 | 2029 | 2030 | 2031 | 2032 | 2033 | 2034 | 2035 | 2036 | 2037 | 2038 | 2039 | 2040 | 2041 | 2042 | 2043 | 2044 | 2045 | 2046 | 2047 | 2048 | 2049 | 2050
B1 | -9.99 | -9.99 | -9.99 | -9.99 | -9.99 | -9.99 | -9.99 | -9.99 | -9.99 | -9.99 | -9.99 | -9.99 | -9.99 | -9.99 | -9.99 | -9.99 | -9.99 | -9.99 | -9.99 | -9.99 | -9.99 | -9.99 | -9.99 | -9.99 | -9.99 | -9.99 | -9.99 | -9.99 | -9.99 | -9.99 | -9.99 | -9.99 | -9.99 | -9.99 | -9.99 | -9.99 | -9.99 | -9.99 | -9.99 | -9.99 | -9.99 | -9.99 | -9.99 | -9.99 | -9.99 | -9.99 | -9.99 | -9.99 | -9.99 | -9.99 | -9.99
B2 | -9.99 | -9.99 | -9.99 | -9.99 | -9.99 | -9.99 | -9.99 | -9.99 | -9.99 | -9.99 | -9.99 | -9.99 | -9.99 | -9.99 | -9.99 | -9.99 | -9.99 | -9.99 | -9.99 | -9.99 | -9.99 | -9.99 | -9.99 | -9.99 | -9.99 | -9.99 | -9.99 | -9.99 | -9.99 | -9.99 | -9.99 | -9.99 | -9.99 | -9.99 | -9.99 | -9.99 | -9.99 | -9.99 | -9.99 | -9.99 | -9.99 | -9.99 | -9.99 | -9.99 | -9.99 | -9.99 | -9.99 | -9.99 | -9.99 | -9.99 | -9.99
B3 | -9.99 | -9.99 | -9.99 | -9.99 | -9.99 | -9.99 | -9.99 | -9.99 | -9.99 | -9.99 | -9.99 | -9.99 | -9.99 | -9.99 | -9.99 | -9.99 | -9.99 | -9.99 | -9.99 | -9.99 | -9.99 | -9.99 | -9.99 | -9.99 | -9.99 | -9.99 | -9.99 | -9.99 | -9.99 | -9.99 | -9.99 | -9.99 | -9.99 | -9.99 | -9.99 | -9.99 | -9.99 | -9.99 | -9.99 | -9.99 | -9.99 | -9.99 | -9.99 | -9.99 | -9.99 | -9.99 | -9.99 | -9.99 | -9.99 | -9.99 | -9.99
B4 | -9.99 | -9.99 | -9.99 | -9.99 | -9.99 | -9.99 | -9.99 | -9.99 | -9.99 | -9.99 | -9.99 | -9.99 | -9.99 | -9.99 | -9.99 | -9.99 | -9.99 | -9.99 | -9.99 | -9.99 | -9.99 | -9.99 | -9.99 | -9.99 | -9.99 | -9.99 | -9.99 | -9.99 | -9.99 | -9.99 | -9.99 | -9.99 | -9.99 | -9.99 | -9.99 | -9.99 | -9.99 | -9.99 | -9.99 | -9.99 | -9.99 | -9.99 | -9.99 | -9.99 | -9.99 | -9.99 | -9.99 | -9.99 | -9.99 | -9.99 | -9.99
B5 | -9.99 | -9.99 | -9.99 | -9.99 | -9.99 | -9.99 | -9.99 | -9.99 | -9.99 | -9.99 | -9.99 | -9.99 | -9.99 | -9.99 | -9.99 | -9.99 | -9.99 | -9.99 | -9.99 | -9.99 | -9.99 | -9.99 | -9.99 | -9.99 | -9.99 | -9.99 | -9.99 | -9.99 | -9.99 | -9.99 | -9.99 | -9.99 | -9.99 | -9.99 | -9.99 | -9.99 | -9.99 | -9.99 | -9.99 | -9.99 | -9.99 | -9.99 | -9.99 | -9.99 | -9.99 | -9.99 | -9.99 | -9.99 | -9.99 | -9.99 | -9.99
B6 | -9.99 | -9.99 | -9.99 | -9.99 | -9.99 | -9.99 | -9.99 | -9.99 | -9.99 | -9.99 | -9.99 | -9.99 | -9.99 | -9.99 | -9.99 | -9.99 | -9.99 | -9.99 | -9.99 | -9.99 | -9.99 | -9.99 | -9.99 | -9.99 | -9.99 | -9.99 | -9.99 | -9.99 | -9.99 | -9.99 | -9.99 | -9.99 | -9.99 | -9.99 | -9.99 | -9.99 | -9.99 | -9.99 | -9.99 | -9.99 | -9.99 | -9.99 | -9.99 | -9.99 | -9.99 | -9.99 | -9.99 | -9.99 | -9.99 | -9.99 | -9.99
B7 | -9.99 | -9.99 | -9.99 | -9.99 | -9.99 | -9.99 | -9.99 | -9.99 | -9.99 | -9.99 | -9.99 | -9.99 | -9.99 | -9.99 | -9.99 | -9.99 | -9.99 | -9.99 | -9.99 | -9.99 | -9.99 | -9.99 | -9.99 | -9.99 | -9.99 | -9.99 | -9.99 | -9.99 | -9.99 | -9.99 | -9.99 | -9.99 | -9.99 | -9.99 | -9.99 | -9.99 | -9.99 | -9.99 | -9.99 | -9.99 | -9.99 | -9.99 | -9.99 | -9.99 | -9.99 | -9.99 | -9.99 | -9.99 | -9.99 | -9.99 | -9.99
B8 | -9.99 | -9.99 | -9.99 | -9.99 | -9.99 | -9.99 | -9.99 | -9.99 | -9.99 | -9.99 | -9.99 | -9.99 | -9.99 | -9.99 | -9.99 | -9.99 | -9.99 | -9.99 | -9.99 | -9.99 | -9.99 | -9.99 | -9.99 | -9.99 | -9.99 | -9.99 | -9.99 | -9.99 | -9.99 | -9.99 | -9.99 | -9.99 | -9.99 | -9.99 | -9.99 | -9.99 | -9.99 | -9.99 | -9.99 | -9.99 | -9.99 | -9.99 | -9.99 | -9.99 | -9.99 | -9.99 | -9.99 | -9.99 | -9.99 | -9.99 | -9.99
C1 | -9.99 | -9.99 | -9.99 | -9.99 | -9.99 | -9.99 | -9.99 | -9.99 | -9.99 | -9.99 | -9.99 | -9.99 | -9.99 | -9.99 | -9.99 | -9.99 | -9.99 | -9.99 | -9.99 | -9.99 | -9.99 | -9.99 | -9.99 | -9.99 | -9.99 | -9.99 | -9.99 | -9.99 | -9.99 | -9.99 | -9.99 | -9.99 | -9.99 | -9.99 | -9.99 | -9.99 | -9.99 | -9.99 | -9.99 | -9.99 | -9.99 | -9.99 | -9.99 | -9.99 | -9.99 | -9.99 | -9.99 | -9.99 | -9.99 | -9.99 | -9.99
C2 | -9.99 | -9.99 | -9.99 | -9.99 | -9.99 | -9.99 | -9.99 | -9.99 | -9.99 | -9.99 | -9.99 | -9.99 | -9.99 | -9.99 | -9.99 | -9.99 | -9.99 | -9.99 | -9.99 | -9.99 | -9.99 | -9.99 | -9.99 | -9.99 | -9.99 | -9.99 | -9.99 | -9.99 | -9.99 | -9.99 | -9.99 | -9.99 | -9.99 | -9.99 | -9.99 | -9.99 | -9.99 | -9.99 | -9.99 | -9.99 | -9.99 | -9.99 | -9.99 | -9.99 | -9.99 | -9.99 | -9.99 | -9.99 | -9.99 | -9.99 | -9.99
C3 | -9.99 | -9.99 | -9.99 | -9.99 | -9.99 | -9.99 | -9.99 | -9.99 | -9.99 | -9.99 | -9.99 | -9.99 | -9.99 | -9.99 | -9.99 | -9.99 | -9.99 | -9.99 | -9.99 | -9.99 | -9.99 | -9.99 | -9.99 | -9.99 | -9.99 | -9.99 | -9.99 | -9.99 | -9.99 | -9.99 | -9.99 | -9.99 | -9.99 | -9.99 | -9.99 | -9.99 | -9.99 | -9.99 | -9.99 | -9.99 | -9.99 | -9.99 | -9.99 | -9.99 | -9.99 | -9.99 | -9.99 | -9.99 | -9.99 | -9.99 | -9.99
C4 | -9.99 | -9.99 | -9.99 | -9.99 | -9.99 | -9.99 | -9.99 | -9.99 | -9.99 | -9.99 | -9.99 | -9.99 | -9.99 | -9.99 | -9.99 | -9.99 | -9.99 | -9.99 | -9.99 | -9.99 | -9.99 | -9.99 | -9.99 | -9.99 | -9.99 | -9.99 | -9.99 | -9.99 | -9.99 | -9.99 | -9.99 | -9.99 | -9.99 | -9.99 | -9.99 | -9.99 | -9.99 | -9.99 | -9.99 | -9.99 | -9.99 | -9.99 | -9.99 | -9.99 | -9.99 | -9.99 | -9.99 | -9.99 | -9.99 | -9.99 | -9.99
C5 | -9.99 | -9.99 | -9.99 | -9.99 | -9.99 | -9.99 | -9.99 | -9.99 | -9.99 | -9.99 | -9.99 | -9.99 | -9.99 | -9.99 | -9.99 | -9.99 | -9.99 | -9.99 | -9.99 | -9.99 | -9.99 | -9.99 | -9.99 | -9.99 | -9.99 | -9.99 | -9.99 | -9.99 | -9.99 | -9.99 | -9.99 | -9.99 | -9.99 | -9.99 | -9.99 | -9.99 | -9.99 | -9.99 | -9.99 | -9.99 | -9.99 | -9.99 | -9.99 | -9.99 | -9.99 | -9.99 | -9.99 | -9.99 | -9.99 | -9.99 | -9.99
C6 | -9.99 | -9.99 | -9.99 | -9.99 | -9.99 | -9.99 | -9.99 | -9.99 | -9.99 | -9.99 | -9.99 | -9.99 | -9.99 | -9.99 | -9.99 | -9.99 | -9.99 | -9.99 | -9.99 | -9.99 | -9.99 | -9.99 | -9.99 | -9.99 | -9.99 | -9.99 | -9.99 | -9.99 | -9.99 | -9.99 | -9.99 | -9.99 | -9.99 | -9.99 | -9.99 | -9.99 | -9.99 | -9.99 | -9.99 | -9.99 | -9.99 | -9.99 | -9.99 | -9.99 | -9.99 | -9.99 | -9.99 | -9.99 | -9.99 | -9.99 | -9.99
C7 | -9.99 | -9.99 | -9.99 | -9.99 | -9.99 | -9.99 | -9.99 | -9.99 | -9.99 | -9.99 | -9.99 | -9.99 | -9.99 | -9.99 | -9.99 | -9.99 | -9.99 | -9.99 | -9.99 | -9.99 | -9.99 | -9.99 | -9.99 | -9.99 | -9.99 | -9.99 | -9.99 | -9.99 | -9.99 | -9.99 | -9.99 | -9.99 | -9.99 | -9.99 | -9.99 | -9.99 | -9.99 | -9.99 | -9.99 | -9.99 | -9.99 | -9.99 | -9.99 | -9.99 | -9.99 | -9.99 | -9.99 | -9.99 | -9.99 | -9.99 | -9.99
C8 | -9.99 | -9.99 | -9.99 | -9.99 | -9.99 | -9.99 | -9.99 | -9.99 | -9.99 | -9.99 | -9.99 | -9.99 | -9.99 | -9.99 | -9.99 | -9.99 | -9.99 | -9.99 | -9.99 | -9.99 | -9.99 | -9.99 | -9.99 | -9.99 | -9.99 | -9.99 | -9.99 | -9.99 | -9.99 | -9.99 | -9.99 | -9.99 | -9.99 | -9.99 | -9.99 | -9.99 | -9.99 | -9.99 | -9.99 | -9.99 | -9.99 | -9.99 | -9.99 | -9.99 | -9.99 | -9.99 | -9.99 | -9.99 | -9.99 | -9.99 | -9.99
C9 | -9.99 | -9.99 | -9.99 | -9.99 | -9.99 | -9.99 | -9.99 | -9.99 | -9.99 | -9.99 | -9.99 | -9.99 | -9.99 | -9.99 | -9.99 | -9.99 | -9.99 | -9.99 | -9.99 | -9.99 | -9.99 | -9.99 | -9.99 | -9.99 | -9.99 | -9.99 | -9.99 | -9.99 | -9.99 | -9.99 | -9.99 | -9.99 | -9.99 | -9.99 | -9.99 | -9.99 | -9.99 | -9.99 | -9.99 | -9.99 | -9.99 | -9.99 | -9.99 | -9.99 | -9.99 | -9.99 | -9.99 | -9.99 | -9.99 | -9.99 | -9.99
CX | -9.99 | -9.99 | -9.99 | -9.99 | -9.99 | -9.99 | -9.99 | -9.99 | -9.99 | -9.99 | -9.99 | -9.99 | -9.99 | -9.99 | -9.99 | -9.99 | -9.99 | -9.99 | -9.99 | -9.99 | -9.99 | -9.99 | -9.99 | -9.99 | -9.99 | -9.99 | -9.99 | -9.99 | -9.99 | -9.99 | -9.99 | -9.99 | -9.99 | -9.99 | -9.99 | -9.99 | -9.99 | -9.99 | -9.99 | -9.99 | -9.99 | -9.99 | -9.99 | -9.99 | -9.99 | -9.99 | -9.99 | -9.99 | -9.99 | -9.99 | -9.99
CY | -9.99 | -9.99 | -9.99 | -9.99 | -9.99 | -9.99 | -9.99 | -9.99 | -9.99 | -9.99 | -9.99 | -9.99 | -9.99 | -9.99 | -9.99 | -9.99 | -9.99 | -9.99 | -9.99 | -9.99 | -9.99 | -9.99 | -9.99 | -9.99 | -9.99 | -9.99 | -9.99 | -9.99 | -9.99 | -9.99 | -9.99 | -9.99 | -9.99 | -9.99 | -9.99 | -9.99 | -9.99 | -9.99 | -9.99 | -9.99 | -9.99 | -9.99 | -9.99 | -9.99 | -9.99 | -9.99 | -9.99 | -9.99 | -9.99 | -9.99 | -9.99
CZ | -9.99 | -9.99 | -9.99 | -9.99 | -9.99 | -9.99 | -9.99 | -9.99 | -9.99 | -9.99 | -9.99 | -9.99 | -9.99 | -9.99 | -9.99 | -9.99 | -9.99 | -9.99 | -9.99 | -9.99 | -9.99 | -9.99 | -9.99 | -9.99 | -9.99 | -9.99 | -9.99 | -9.99 | -9.99 | -9.99 | -9.99 | -9.99 | -9.99 | -9.99 | -9.99 | -9.99 | -9.99 | -9.99 | -9.99 | -9.99 | -9.99 | -9.99 | -9.99 | -9.99 | -9.99 | -9.99 | -9.99 | -9.99 | -9.99 | -9.99 | -9.99
H1 | -9.99 | -9.99 | -9.99 | -9.99 | -9.99 | -9.99 | -9.99 | -9.99 | -9.99 | -9.99 | -9.99 | -9.99 | -9.99 | -9.99 | -9.99 | -9.99 | -9.99 | -9.99 | -9.99 | -9.99 | -9.99 | -9.99 | -9.99 | -9.99 | -9.99 | -9.99 | -9.99 | -9.99 | -9.99 | -9.99 | -9.99 | -9.99 | -9.99 | -9.99 | -9.99 | -9.99 | -9.99 | -9.99 | -9.99 | -9.99 | -9.99 | -9.99 | -9.99 | -9.99 | -9.99 | -9.99 | -9.99 | -9.99 | -9.99 | -9.99 | -9.99
H2 | -9.99 | -9.99 | -9.99 | -9.99 | -9.99 | -9.99 | -9.99 | -9.99 | -9.99 | -9.99 | -9.99 | -9.99 | -9.99 | -9.99 | -9.99 | -9.99 | -9.99 | -9.99 | -9.99 | -9.99 | -9.99 | -9.99 | -9.99 | -9.99 | -9.99 | -9.99 | -9.99 | -9.99 | -9.99 | -9.99 | -9.99 | -9.99 | -9.99 | -9.99 | -9.99 | -9.99 | -9.99 | -9.99 | -9.99 | -9.99 | -9.99 | -9.99 | -9.99 | -9.99 | -9.99 | -9.99 | -9.99 | -9.99 | -9.99 | -9.99 | -9.99
H3 | -9.99 | -9.99 | -9.99 | -9.99 | -9.99 | -9.99 | -9.99 | -9.99 | -9.99 | -9.99 | -9.99 | -9.99 | -9.99 | -9.99 | -9.99 | -9.99 | -9.99 | -9.99 | -9.99 | -9.99 | -9.99 | -9.99 | -9.99 | -9.99 | -9.99 | -9.99 | -9.99 | -9.99 | -9.99 | -9.99 | -9.99 | -9.99 | -9.99 | -9.99 | -9.99 | -9.99 | -9.99 | -9.99 | -9.99 | -9.99 | -9.99 | -9.99 | -9.99 | -9.99 | -9.99 | -9.99 | -9.99 | -9.99 | -9.99 | -9.99 | -9.99
H4 | -9.99 | -9.99 | -9.99 | -9.99 | -9.99 | -9.99 | -9.99 | -9.99 | -9.99 | -9.99 | -9.99 | -9.99 | -9.99 | -9.99 | -9.99 | -9.99 | -9.99 | -9.99 | -9.99 | -9.99 | -9.99 | -9.99 | -9.99 | -9.99 | -9.99 | -9.99 | -9.99 | -9.99 | -9.99 | -9.99 | -9.99 | -9.99 | -9.99 | -9.99 | -9.99 | -9.99 | -9.99 | -9.99 | -9.99 | -9.99 | -9.99 | -9.99 | -9.99 | -9.99 | -9.99 | -9.99 | -9.99 | -9.99 | -9.99 | -9.99 | -9.99
H5 | -9.99 | -9.99 | -9.99 | -9.99 | -9.99 | -9.99 | -9.99 | -9.99 | -9.99 | -9.99 | -9.99 | -9.99 | -9.99 | -9.99 | -9.99 | -9.99 | -9.99 | -9.99 | -9.99 | -9.99 | -9.99 | -9.99 | -9.99 | -9.99 | -9.99 | -9.99 | -9.99 | -9.99 | -9.99 | -9.99 | -9.99 | -9.99 | -9.99 | -9.99 | -9.99 | -9.99 | -9.99 | -9.99 | -9.99 | -9.99 | -9.99 | -9.99 | -9.99 | -9.99 | -9.99 | -9.99 | -9.99 | -9.99 | -9.99 | -9.99 | -9.99
H6 | -9.99 | -9.99 | -9.99 | -9.99 | -9.99 | -9.99 | -9.99 | -9.99 | -9.99 | -9.99 | -9.99 | -9.99 | -9.99 | -9.99 | -9.99 | -9.99 | -9.99 | -9.99 | -9.99 | -9.99 | -9.99 | -9.99 | -9.99 | -9.99 | -9.99 | -9.99 | -9.99 | -9.99 | -9.99 | -9.99 | -9.99 | -9.99 | -9.99 | -9.99 | -9.99 | -9.99 | -9.99 | -9.99 | -9.99 | -9.99 | -9.99 | -9.99 | -9.99 | -9.99 | -9.99 | -9.99 | -9.99 | -9.99 | -9.99 | -9.99 | -9.99
H7 | -9.99 | -9.99 | -9.99 | -9.99 | -9.99 | -9.99 | -9.99 | -9.99 | -9.99 | -9.99 | -9.99 | -9.99 | -9.99 | -9.99 | -9.99 | -9.99 | -9.99 | -9.99 | -9.99 | -9.99 | -9.99 | -9.99 | -9.99 | -9.99 | -9.99 | -9.99 | -9.99 | -9.99 | -9.99 | -9.99 | -9.99 | -9.99 | -9.99 | -9.99 | -9.99 | -9.99 | -9.99 | -9.99 | -9.99 | -9.99 | -9.99 | -9.99 | -9.99 | -9.99 | -9.99 | -9.99 | -9.99 | -9.99 | -9.99 | -9.99 | -9.99
H8 | -9.99 | -9.99 | -9.99 | -9.99 | -9.99 | -9.99 | -9.99 | -9.99 | -9.99 | -9.99 | -9.99 | -9.99 | -9.99 | -9.99 | -9.99 | -9.99 | -9.99 | -9.99 | -9.99 | -9.99 | -9.99 | -9.99 | -9.99 | -9.99 | -9.99 | -9.99 | -9.99 | -9.99 | -9.99 | -9.99 | -9.99 | -9.99 | -9.99 | -9.99 | -9.99 | -9.99 | -9.99 | -9.99 | -9.99 | -9.99 | -9.99 | -9.99 | -9.99 | -9.99 | -9.99 | -9.99 | -9.99 | -9.99 | -9.99 | -9.99 | -9.99
H9 | -9.99 | -9.99 | -9.99 | -9.99 | -9.99 | -9.99 | -9.99 | -9.99 | -9.99 | -9.99 | -9.99 | -9.99 | -9.99 | -9.99 | -9.99 | -9.99 | -9.99 | -9.99 | -9.99 | -9.99 | -9.99 | -9.99 | -9.99 | -9.99 | -9.99 | -9.99 | -9.99 | -9.99 | -9.99 | -9.99 | -9.99 | -9.99 | -9.99 | -9.99 | -9.99 | -9.99 | -9.99 | -9.99 | -9.99 | -9.99 | -9.99 | -9.99 | -9.99 | -9.99 | -9.99 | -9.99 | -9.99 | -9.99 | -9.99 | -9.99 | -9.99
HA | -9.99 | -9.99 | -9.99 | -9.99 | -9.99 | -9.99 | -9.99 | -9.99 | -9.99 | -9.99 | -9.99 | -9.99 | -9.99 | -9.99 | -9.99 | -9.99 | -9.99 | -9.99 | -9.99 | -9.99 | -9.99 | -9.99 | -9.99 | -9.99 | -9.99 | -9.99 | -9.99 | -9.99 | -9.99 | -9.99 | -9.99 | -9.99 | -9.99 | -9.99 | -9.99 | -9.99 | -9.99 | -9.99 | -9.99 | -9.99 | -9.99 | -9.99 | -9.99 | -9.99 | -9.99 | -9.99 | -9.99 | -9.99 | -9.99 | -9.99 | -9.99
HB | -9.99 | -9.99 | -9.99 | -9.99 | -9.99 | -9.99 | -9.99 | -9.99 | -9.99 | -9.99 | -9.99 | -9.99 | -9.99 | -9.99 | -9.99 | -9.99 | -9.99 | -9.99 | -9.99 | -9.99 | -9.99 | -9.99 | -9.99 | -9.99 | -9.99 | -9.99 | -9.99 | -9.99 | -9.99 | -9.99 | -9.99 | -9.99 | -9.99 | -9.99 | -9.99 | -9.99 | -9.99 | -9.99 | -9.99 | -9.99 | -9.99 | -9.99 | -9.99 | -9.99 | -9.99 | -9.99 | -9.99 | -9.99 | -9.99 | -9.99 | -9.99
HC | -9.99 | -9.99 | -9.99 | -9.99 | -9.99 | -9.99 | -9.99 | -9.99 | -9.99 | -9.99 | -9.99 | -9.99 | -9.99 | -9.99 | -9.99 | -9.99 | -9.99 | -9.99 | -9.99 | -9.99 | -9.99 | -9.99 | -9.99 | -9.99 | -9.99 | -9.99 | -9.99 | -9.99 | -9.99 | -9.99 | -9.99 | -9.99 | -9.99 | -9.99 | -9.99 | -9.99 | -9.99 | -9.99 | -9.99 | -9.99 | -9.99 | -9.99 | -9.99 | -9.99 | -9.99 | -9.99 | -9.99 | -9.99 | -9.99 | -9.99 | -9.99
PC | -9.99 | -9.99 | -9.99 | -9.99 | -9.99 | -9.99 | -9.99 | -9.99 | -9.99 | -9.99 | -9.99 | -9.99 | -9.99 | -9.99 | -9.99 | -9.99 | -9.99 | -9.99 | -9.99 | -9.99 | -9.99 | -9.99 | -9.99 | -9.99 | -9.99 | -9.99 | -9.99 | -9.99 | -9.99 | -9.99 | -9.99 | -9.99 | -9.99 | -9.99 | -9.99 | -9.99 | -9.99 | -9.99 | -9.99 | -9.99 | -9.99 | -9.99 | -9.99 | -9.99 | -9.99 | -9.99 | -9.99 | -9.99 | -9.99 | -9.99 | -9.99
OC | -9.99 | -9.99 | -9.99 | -9.99 | -9.99 | -9.99 | -9.99 | -9.99 | -9.99 | -9.99 | -9.99 | -9.99 | -9.99 | -9.99 | -9.99 | -9.99 | -9.99 | -9.99 | -9.99 | -9.99 | -9.99 | -9.99 | -9.99 | -9.99 | -9.99 | -9.99 | -9.99 | -9.99 | -9.99 | -9.99 | -9.99 | -9.99 | -9.99 | -9.99 | -9.99 | -9.99 | -9.99 | -9.99 | -9.99 | -9.99 | -9.99 | -9.99 | -9.99 | -9.99 | -9.99 | -9.99 | -9.99 | -9.99 | -9.99 | -9.99 | -9.99
IG | -9.99 | -9.99 | -9.99 | -9.99 | -9.99 | -9.99 | -9.99 | -9.99 | -9.99 | -9.99 | -9.99 | -9.99 | -9.99 | -9.99 | -9.99 | -9.99 | -9.99 | -9.99 | -9.99 | -9.99 | -9.99 | -9.99 | -9.99 | -9.99 | -9.99 | -9.99 | -9.99 | -9.99 | -9.99 | -9.99 | -9.99 | -9.99 | -9.99 | -9.99 | -9.99 | -9.99 | -9.99 | -9.99 | -9.99 | -9.99 | -9.99 | -9.99 | -9.99 | -9.99 | -9.99 | -9.99 | -9.99 | -9.99 | -9.99 | -9.99 | -9.99
I2 | -9.99 | -9.99 | -9.99 | -9.99 | -9.99 | -9.99 | -9.99 | -9.99 | -9.99 | -9.99 | -9.99 | -9.99 | -9.99 | -9.99 | -9.99 | -9.99 | -9.99 | -9.99 | -9.99 | -9.99 | -9.99 | -9.99 | -9.99 | -9.99 | -9.99 | -9.99 | -9.99 | -9.99 | -9.99 | -9.99 | -9.99 | -9.99 | -9.99 | -9.99 | -9.99 | -9.99 | -9.99 | -9.99 | -9.99 | -9.99 | -9.99 | -9.99 | -9.99 | -9.99 | -9.99 | -9.99 | -9.99 | -9.99 | -9.99 | -9.99 | -9.99
PQ | -9.99 | -9.99 | -9.99 | -9.99 | -9.99 | -9.99 | -9.99 | -9.99 | -9.99 | -9.99 | -9.99 | -9.99 | -9.99 | -9.99 | -9.99 | -9.99 | -9.99 | -9.99 | -9.99 | -9.99 | -9.99 | -9.99 | -9.99 | -9.99 | -9.99 | -9.99 | -9.99 | -9.99 | -9.99 | -9.99 | -9.99 | -9.99 | -9.99 | -9.99 | -9.99 | -9.99 | -9.99 | -9.99 | -9.99 | -9.99 | -9.99 | -9.99 | -9.99 | -9.99 | -9.99 | -9.99 | -9.99 | -9.99 | -9.99 | -9.99 | -9.99
IS | -9.99 | -9.99 | -9.99 | -9.99 | -9.99 | -9.99 | -9.99 | -9.99 | -9.99 | -9.99 | -9.99 | -9.99 | -9.99 | -9.99 | -9.99 | -9.99 | -9.99 | -9.99 | -9.99 | -9.99 | -9.99 | -9.99 | -9.99 | -9.99 | -9.99 | -9.99 | -9.99 | -9.99 | -9.99 | -9.99 | -9.99 | -9.99 | -9.99 | -9.99 | -9.99 | -9.99 | -9.99 | -9.99 | -9.99 | -9.99 | -9.99 | -9.99 | -9.99 | -9.99 | -9.99 | -9.99 | -9.99 | -9.99 | -9.99 | -9.99 | -9.99
NG | -9.99 | -9.99 | -9.99 | -9.99 | -9.99 | -9.99 | -9.99 | -9.99 | -9.99 | -9.99 | -9.99 | -9.99 | -9.99 | -9.99 | -9.99 | -9.99 | -9.99 | -9.99 | -9.99 | -9.99 | -9.99 | -9.99 | -9.99 | -9.99 | -9.99 | -9.99 | -9.99 | -9.99 | -9.99 | -9.99 | -9.99 | -9.99 | -9.99 | -9.99 | -9.99 | -9.99 | -9.99 | -9.99 | -9.99 | -9.99 | -9.99 | -9.99 | -9.99 | -9.99 | -9.99 | -9.99 | -9.99 | -9.99 | -9.99 | -9.99 | -9.99
ST | -9.99 | -9.99 | -9.99 | -9.99 | -9.99 | -9.99 | -9.99 | -9.99 | -9.99 | -9.99 | -9.99 | -9.99 | -9.99 | -9.99 | -9.99 | -9.99 | -9.99 | -9.99 | -9.99 | -9.99 | -9.99 | -9.99 | -9.99 | -9.99 | -9.99 | -9.99 | -9.99 | -9.99 | -9.99 | -9.99 | -9.99 | -9.99 | -9.99 | -9.99 | -9.99 | -9.99 | -9.99 | -9.99 | -9.99 | -9.99 | -9.99 | -9.99 | -9.99 | -9.99 | -9.99 | -9.99 | -9.99 | -9.99 | -9.99 | -9.99 | -9.99
ET | -9.99 | -9.99 | -9.99 | -9.99 | -9.99 | -9.99 | -9.99 | -9.99 | -9.99 | -9.99 | -9.99 | -9.99 | -9.99 | -9.99 | -9.99 | -9.99 | -9.99 | -9.99 | -9.99 | -9.99 | -9.99 | -9.99 | -9.99 | -9.99 | -9.99 | -9.99 | -9.99 | -9.99 | -9.99 | -9.99 | -9.99 | -9.99 | -9.99 | -9.99 | -9.99 | -9.99 | -9.99 | -9.99 | -9.99 | -9.99 | -9.99 | -9.99 | -9.99 | -9.99 | -9.99 | -9.99 | -9.99 | -9.99 | -9.99 | -9.99 | -9.99
IC | -9.99 | -9.99 | -9.99 | -9.99 | -9.99 | -9.99 | -9.99 | -9.99 | -9.99 | -9.99 | -9.99 | -9.99 | -9.99 | -9.99 | -9.99 | -9.99 | -9.99 | -9.99 | -9.99 | -9.99 | -9.99 | -9.99 | -9.99 | -9.99 | -9.99 | -9.99 | -9.99 | -9.99 | -9.99 | -9.99 | -9.99 | -9.99 | -9.99 | -9.99 | -9.99 | -9.99 | -9.99 | -9.99 | -9.99 | -9.99 | -9.99 | -9.99 | -9.99 | -9.99 | -9.99 | -9.99 | -9.99 | -9.99 | -9.99 | -9.99 | -9.99
CT | -9.99 | -9.99 | -9.99 | -9.99 | -9.99 | -9.99 | -9.99 | -9.99 | -9.99 | -9.99 | -9.99 | -9.99 | -9.99 | -9.99 | -9.99 | -9.99 | -9.99 | -9.99 | -9.99 | -9.99 | -9.99 | -9.99 | -9.99 | -9.99 | -9.99 | -9.99 | -9.99 | -9.99 | -9.99 | -9.99 | -9.99 | -9.99 | -9.99 | -9.99 | -9.99 | -9.99 | -9.99 | -9.99 | -9.99 | -9.99 | -9.99 | -9.99 | -9.99 | -9.99 | -9.99 | -9.99 | -9.99 | -9.99 | -9.99 | -9.99 | -9.99
T2 | -9.99 | -9.99 | -9.99 | -9.99 | -9.99 | -9.99 | -9.99 | -9.99 | -9.99 | -9.99 | -9.99 | -9.99 | -9.99 | -9.99 | -9.99 | -9.99 | -9.99 | -9.99 | -9.99 | -9.99 | -9.99 | -9.99 | -9.99 | -9.99 | -9.99 | -9.99 | -9.99 | -9.99 | -9.99 | -9.99 | -9.99 | -9.99 | -9.99 | -9.99 | -9.99 | -9.99 | -9.99 | -9.99 | -9.99 | -9.99 | -9.99 | -9.99 | -9.99 | -9.99 | -9.99 | -9.99 | -9.99 | -9.99 | -9.99 | -9.99 | -9.99
AT | -9.99 | -9.99 | -9.99 | -9.99 | -9.99 | -9.99 | -9.99 | -9.99 | -9.99 | -9.99 | -9.99 | -9.99 | -9.99 | -9.99 | -9.99 | -9.99 | -9.99 | -9.99 | -9.99 | -9.99 | -9.99 | -9.99 | -9.99 | -9.99 | -9.99 | -9.99 | -9.99 | -9.99 | -9.99 | -9.99 | -9.99 | -9.99 | -9.99 | -9.99 | -9.99 | -9.99 | -9.99 | -9.99 | -9.99 | -9.99 | -9.99 | -9.99 | -9.99 | -9.99 | -9.99 | -9.99 | -9.99 | -9.99 | -9.99 | -9.99 | -9.99
EC | -9.99 | -9.99 | -9.99 | -9.99 | -9.99 | -9.99 | -9.99 | -9.99 | -9.99 | -9.99 | -9.99 | -9.99 | -9.99 | -9.99 | -9.99 | -9.99 | -9.99 | -9.99 | -9.99 | -9.99 | -9.99 | -9.99 | -9.99 | -9.99 | -9.99 | -9.99 | -9.99 | -9.99 | -9.99 | -9.99 | -9.99 | -9.99 | -9.99 | -9.99 | -9.99 | -9.99 | -9.99 | -9.99 | -9.99 | -9.99 | -9.99 | -9.99 | -9.99 | -9.99 | -9.99 | -9.99 | -9.99 | -9.99 | -9.99 | -9.99 | -9.99
CC | -9.99 | -9.99 | -9.99 | -9.99 | -9.99 | -9.99 | -9.99 | -9.99 | -9.99 | -9.99 | -9.99 | -9.99 | -9.99 | -9.99 | -9.99 | -9.99 | -9.99 | -9.99 | -9.99 | -9.99 | -9.99 | -9.99 | -9.99 | -9.99 | -9.99 | -9.99 | -9.99 | -9.99 | -9.99 | -9.99 | -9.99 | -9.99 | -9.99 | -9.99 | -9.99 | -9.99 | -9.99 | -9.99 | -9.99 | -9.99 | -9.99 | -9.99 | -9.99 | -9.99 | -9.99 | -9.99 | -9.99 | -9.99 | -9.99 | -9.99 | -9.99
AC | -9.99 | -9.99 | -9.99 | -9.99 | -9.99 | -9.99 | -9.99 | -9.99 | -9.99 | -9.99 | -9.99 | -9.99 | -9.99 | -9.99 | -9.99 | -9.99 | -9.99 | -9.99 | -9.99 | -9.99 | -9.99 | -9.99 | -9.99 | -9.99 | -9.99 | -9.99 | -9.99 | -9.99 | -9.99 | -9.99 | -9.99 | -9.99 | -9.99 | -9.99 | -9.99 | -9.99 | -9.99 | -9.99 | -9.99 | -9.99 | -9.99 | -9.99 | -9.99 | -9.99 | -9.99 | -9.99 | -9.99 | -9.99 | -9.99 | -9.99 | -9.99
A2 | -9.99 | -9.99 | -9.99 | -9.99 | -9.99 | -9.99 | -9.99 | -9.99 | -9.99 | -9.99 | -9.99 | -9.99 | -9.99 | -9.99 | -9.99 | -9.99 | -9.99 | -9.99 | -9.99 | -9.99 | -9.99 | -9.99 | -9.99 | -9.99 | -9.99 | -9.99 | -9.99 | -9.99 | -9.99 | -9.99 | -9.99 | -9.99 | -9.99 | -9.99 | -9.99 | -9.99 | -9.99 | -9.99 | -9.99 | -9.99 | -9.99 | -9.99 | -9.99 | -9.99 | -9.99 | -9.99 | -9.99 | -9.99 | -9.99 | -9.99 | -9.99
CS | -9.99 | -9.99 | -9.99 | -9.99 | -9.99 | -9.99 | -9.99 | -9.99 | -9.99 | -9.99 | -9.99 | -9.99 | -9.99 | -9.99 | -9.99 | -9.99 | -9.99 | -9.99 | -9.99 | -9.99 | -9.99 | -9.99 | -9.99 | -9.99 | -9.99 | -9.99 | -9.99 | -9.99 | -9.99 | -9.99 | -9.99 | -9.99 | -9.99 | -9.99 | -9.99 | -9.99 | -9.99 | -9.99 | -9.99 | -9.99 | -9.99 | -9.99 | -9.99 | -9.99 | -9.99 | -9.99 | -9.99 | -9.99 | -9.99 | -9.99 | -9.99
FC | -9.99 | -9.99 | -9.99 | -9.99 | -9.99 | -9.99 | 0.3 | 0.3 | 0.3 | 0.3 | 0.3 | 0.3 | 0.3 | 0.3 | 0.3 | 0.3 | 0.3 | 0.3 | 0.3 | 0.3 | 0.3 | 0.26 | 0 | 0 | 0 | 0 | 0 | 0 | 0 | 0 | 0 | 0 | 0 | 0 | 0 | 0 | 0 | 0 | 0 | 0 | 0 | 0 | 0 | 0 | 0 | 0 | 0 | 0 | 0 | 0 | 0
CN | -9.99 | -9.99 | -9.99 | -9.99 | -9.99 | -9.99 | -9.99 | -9.99 | -9.99 | -9.99 | -9.99 | -9.99 | -9.99 | -9.99 | -9.99 | -9.99 | -9.99 | -9.99 | -9.99 | -9.99 | -9.99 | -9.99 | -9.99 | -9.99 | -9.99 | -9.99 | -9.99 | -9.99 | -9.99 | -9.99 | -9.99 | -9.99 | -9.99 | -9.99 | -9.99 | -9.99 | -9.99 | -9.99 | -9.99 | -9.99 | -9.99 | -9.99 | -9.99 | -9.99 | -9.99 | -9.99 | -9.99 | -9.99 | -9.99 | -9.99 | -9.99
AN | -9.99 | -9.99 | -9.99 | -9.99 | -9.99 | -9.99 | -9.99 | -9.99 | -9.99 | -9.99 | -9.99 | -9.99 | -9.99 | -9.99 | -9.99 | -9.99 | -9.99 | -9.99 | -9.99 | -9.99 | -9.99 | -9.99 | -9.99 | -9.99 | -9.99 | 0.5 | 0.5 | 0.5 | 0.5 | 0.5 | 0.5 | 0.5 | 0.5 | 0.5 | 0.5 | 0.5 | 0.5 | 0.5 | 0.5 | 0.5 | 0.5 | 0.5 | 0.5 | 0.5 | 0.5 | 0.5 | 0.5 | 0.5 | 0.5 | 0.5 | 0.5
SM | -9.99 | -9.99 | -9.99 | -9.99 | -9.99 | -9.99 | -9.99 | -9.99 | -9.99 | -9.99 | -9.99 | -9.99 | -9.99 | -9.99 | -9.99 | -9.99 | -9.99 | -9.99 | -9.99 | -9.99 | -9.99 | -9.99 | -9.99 | -9.99 | -9.99 | 0.5 | 0.5 | 0.5 | 0.5 | 0.5 | 0.5 | 0.5 | 0.5 | 0.5 | 0.5 | 0.5 | 0.5 | 0.5 | 0.5 | 0.5 | 0.5 | 0.5 | 0.5 | 0.5 | 0.5 | 0.5 | 0.5 | 0.5 | 0.5 | 0.5 | 0.5
GN | -9.99 | -9.99 | -9.99 | -9.99 | -9.99 | -9.99 | -9.99 | -9.99 | -9.99 | -9.99 | -9.99 | -9.99 | -9.99 | -9.99 | -9.99 | -9.99 | -9.99 | -9.99 | -9.99 | -9.99 | -9.99 | -9.99 | -9.99 | -9.99 | -9.99 | -9.99 | -9.99 | -9.99 | -9.99 | -9.99 | -9.99 | -9.99 | -9.99 | -9.99 | -9.99 | -9.99 | -9.99 | -9.99 | -9.99 | -9.99 | -9.99 | -9.99 | -9.99 | -9.99 | -9.99 | -9.99 | -9.99 | -9.99 | -9.99 | -9.99 | -9.99
WD | -9.99 | -9.99 | -9.99 | -9.99 | -9.99 | -9.99 | -9.99 | -9.99 | -9.99 | -9.99 | -9.99 | -9.99 | -9.99 | -9.99 | -9.99 | -9.99 | -9.99 | -9.99 | -9.99 | -9.99 | -9.99 | -9.99 | -9.99 | -9.99 | -9.99 | -9.99 | -9.99 | -9.99 | -9.99 | -9.99 | -9.99 | -9.99 | -9.99 | -9.99 | -9.99 | -9.99 | -9.99 | -9.99 | -9.99 | -9.99 | -9.99 | -9.99 | -9.99 | -9.99 | -9.99 | -9.99 | -9.99 | -9.99 | -9.99 | -9.99 | -9.99
BI | -9.99 | -9.99 | -9.99 | -9.99 | -9.99 | -9.99 | -9.99 | -9.99 | -9.99 | -9.99 | -9.99 | -9.99 | -9.99 | -9.99 | -9.99 | -9.99 | -9.99 | -9.99 | -9.99 | -9.99 | -9.99 | -9.99 | -9.99 | -9.99 | -9.99 | -9.99 | -9.99 | -9.99 | -9.99 | -9.99 | -9.99 | -9.99 | -9.99 | -9.99 | -9.99 | -9.99 | -9.99 | -9.99 | -9.99 | -9.99 | -9.99 | -9.99 | -9.99 | -9.99 | -9.99 | -9.99 | -9.99 | -9.99 | -9.99 | -9.99 | -9.99
GT | -9.99 | -9.99 | -9.99 | -9.99 | -9.99 | -9.99 | 0.1 | 0.1 | 0.1 | 0.1 | 0.1 | 0.1 | 0.1 | 0.1 | 0.1 | 0.1 | 0.1 | 0.1 | 0.1 | 0.1 | 0.1 | 0.1 | 0.1 | 0.1 | 0.1 | 0.5 | 0.5 | 0.5 | 0.5 | 0.5 | 0.5 | 0.5 | 0.5 | 0.5 | 0.5 | 0.5 | 0.5 | 0.5 | 0.5 | 0.5 | 0.5 | 0.5 | 0.5 | 0.5 | 0.5 | 0.5 | 0.5 | 0.5 | 0.5 | 0.5 | 0.5
AG | -9.99 | -9.99 | -9.99 | -9.99 | -9.99 | -9.99 | -9.99 | -9.99 | -9.99 | -9.99 | -9.99 | -9.99 | -9.99 | -9.99 | -9.99 | -9.99 | -9.99 | -9.99 | -9.99 | -9.99 | -9.99 | -9.99 | -9.99 | -9.99 | -9.99 | -9.99 | -9.99 | -9.99 | -9.99 | -9.99 | -9.99 | -9.99 | -9.99 | -9.99 | -9.99 | -9.99 | -9.99 | -9.99 | -9.99 | -9.99 | -9.99 | -9.99 | -9.99 | -9.99 | -9.99 | -9.99 | -9.99 | -9.99 | -9.99 | -9.99 | -9.99
MS | -9.99 | -9.99 | -9.99 | -9.99 | -9.99 | -9.99 | -9.99 | -9.99 | -9.99 | -9.99 | -9.99 | -9.99 | -9.99 | -9.99 | -9.99 | -9.99 | -9.99 | -9.99 | -9.99 | -9.99 | -9.99 | -9.99 | -9.99 | -9.99 | -9.99 | -9.99 | -9.99 | -9.99 | -9.99 | -9.99 | -9.99 | -9.99 | -9.99 | -9.99 | -9.99 | -9.99 | -9.99 | -9.99 | -9.99 | -9.99 | -9.99 | -9.99 | -9.99 | -9.99 | -9.99 | -9.99 | -9.99 | -9.99 | -9.99 | -9.99 | -9.99
HY | -9.99 | -9.99 | -9.99 | -9.99 | -9.99 | -9.99 | -9.99 | -9.99 | -9.99 | -9.99 | -9.99 | -9.99 | -9.99 | -9.99 | -9.99 | -9.99 | -9.99 | -9.99 | -9.99 | -9.99 | -9.99 | -9.99 | -9.99 | -9.99 | -9.99 | 0.5 | 0.5 | 0.5 | 0.5 | 0.5 | 0.5 | 0.5 | 0.5 | 0.5 | 0.5 | 0.5 | 0.5 | 0.5 | 0.5 | 0.5 | 0.5 | 0.5 | 0.5 | 0.5 | 0.5 | 0.5 | 0.5 | 0.5 | 0.5 | 0.5 | 0.5
HO | -9.99 | -9.99 | -9.99 | -9.99 | -9.99 | -9.99 | -9.99 | -9.99 | -9.99 | -9.99 | -9.99 | -9.99 | -9.99 | -9.99 | -9.99 | -9.99 | -9.99 | -9.99 | -9.99 | -9.99 | -9.99 | -9.99 | -9.99 | -9.99 | -9.99 | -9.99 | -9.99 | -9.99 | -9.99 | -9.99 | -9.99 | -9.99 | -9.99 | -9.99 | -9.99 | -9.99 | -9.99 | -9.99 | -9.99 | -9.99 | -9.99 | -9.99 | -9.99 | -9.99 | -9.99 | -9.99 | -9.99 | -9.99 | -9.99 | -9.99 | -9.99
HI | -9.99 | -9.99 | -9.99 | -9.99 | -9.99 | -9.99 | -9.99 | -9.99 | -9.99 | -9.99 | -9.99 | -9.99 | -9.99 | -9.99 | -9.99 | -9.99 | -9.99 | -9.99 | -9.99 | -9.99 | -9.99 | -9.99 | -9.99 | -9.99 | -9.99 | -9.99 | -9.99 | -9.99 | -9.99 | -9.99 | -9.99 | -9.99 | -9.99 | -9.99 | -9.99 | -9.99 | -9.99 | -9.99 | -9.99 | -9.99 | -9.99 | -9.99 | -9.99 | -9.99 | -9.99 | -9.99 | -9.99 | -9.99 | -9.99 | -9.99 | -9.99
TI | -9.99 | -9.99 | -9.99 | -9.99 | -9.99 | -9.99 | -9.99 | -9.99 | -9.99 | -9.99 | -9.99 | -9.99 | -9.99 | -9.99 | -9.99 | -9.99 | -9.99 | -9.99 | -9.99 | -9.99 | -9.99 | -9.99 | -9.99 | -9.99 | -9.99 | -9.99 | -9.99 | -9.99 | -9.99 | -9.99 | -9.99 | -9.99 | -9.99 | -9.99 | -9.99 | -9.99 | -9.99 | -9.99 | -9.99 | -9.99 | -9.99 | -9.99 | -9.99 | -9.99 | -9.99 | -9.99 | -9.99 | -9.99 | -9.99 | -9.99 | -9.99
PS | -9.99 | -9.99 | -9.99 | -9.99 | -9.99 | -9.99 | -9.99 | -9.99 | -9.99 | -9.99 | -9.99 | -9.99 | -9.99 | -9.99 | -9.99 | -9.99 | -9.99 | -9.99 | -9.99 | -9.99 | -9.99 | -9.99 | -9.99 | -9.99 | -9.99 | -9.99 | -9.99 | -9.99 | -9.99 | -9.99 | -9.99 | -9.99 | -9.99 | -9.99 | -9.99 | -9.99 | -9.99 | -9.99 | -9.99 | -9.99 | -9.99 | -9.99 | -9.99 | -9.99 | -9.99 | -9.99 | -9.99 | -9.99 | -9.99 | -9.99 | -9.99
P2 | -9.99 | -9.99 | -9.99 | -9.99 | -9.99 | -9.99 | -9.99 | -9.99 | -9.99 | -9.99 | -9.99 | -9.99 | -9.99 | -9.99 | -9.99 | -9.99 | -9.99 | -9.99 | -9.99 | -9.99 | -9.99 | -9.99 | -9.99 | -9.99 | -9.99 | -9.99 | -9.99 | -9.99 | -9.99 | -9.99 | -9.99 | -9.99 | -9.99 | -9.99 | -9.99 | -9.99 | -9.99 | -9.99 | -9.99 | -9.99 | -9.99 | -9.99 | -9.99 | -9.99 | -9.99 | -9.99 | -9.99 | -9.99 | -9.99 | -9.99 | -9.99
SQ | -9.99 | -9.99 | -9.99 | -9.99 | -9.99 | -9.99 | -9.99 | -9.99 | -9.99 | -9.99 | -9.99 | -9.99 | -9.99 | -9.99 | -9.99 | -9.99 | -9.99 | -9.99 | -9.99 | -9.99 | -9.99 | -9.99 | -9.99 | -9.99 | -9.99 | -9.99 | -9.99 | -9.99 | -9.99 | -9.99 | -9.99 | -9.99 | -9.99 | -9.99 | -9.99 | -9.99 | -9.99 | -9.99 | -9.99 | -9.99 | -9.99 | -9.99 | -9.99 | -9.99 | -9.99 | -9.99 | -9.99 | -9.99 | -9.99 | -9.99 | -9.99
DS | -9.99 | -9.99 | -9.99 | -9.99 | -9.99 | -9.99 | -9.99 | -9.99 | -9.99 | -9.99 | -9.99 | -9.99 | -9.99 | -9.99 | -9.99 | -9.99 | -9.99 | -9.99 | -9.99 | -9.99 | -9.99 | -9.99 | -9.99 | 0.5 | 0.5 | 0.5 | 0.5 | 0.5 | 0.5 | 0.5 | 0.5 | 0.5 | 0.5 | 0.5 | 0.5 | 0.5 | 0.5 | 0.5 | 0.5 | 0.5 | 0.5 | 0.5 | 0.5 | 0.5 | 0.5 | 0.5 | 0.5 | 0.5 | 0.5 | 0.5 | 0.5
OS | -9.99 | -9.99 | -9.99 | -9.99 | -9.99 | -9.99 | -9.99 | -9.99 | -9.99 | -9.99 | -9.99 | -9.99 | -9.99 | -9.99 | -9.99 | -9.99 | -9.99 | -9.99 | -9.99 | -9.99 | -9.99 | -9.99 | -9.99 | -9.99 | -9.99 | -9.99 | -9.99 | -9.99 | -9.99 | -9.99 | -9.99 | -9.99 | -9.99 | -9.99 | -9.99 | -9.99 | -9.99 | -9.99 | -9.99 | -9.99 | -9.99 | -9.99 | -9.99 | -9.99 | -9.99 | -9.99 | -9.99 | -9.99 | -9.99 | -9.99 | -9.99
WN | -9.99 | -9.99 | -9.99 | -9.99 | -9.99 | -9.99 | -9.99 | -9.99 | -9.99 | -9.99 | -9.99 | -9.99 | -9.99 | -9.99 | -9.99 | -9.99 | -9.99 | -9.99 | -9.99 | -9.99 | -9.99 | -9.99 | -9.99 | -9.99 | -9.99 | -9.99 | -9.99 | -9.99 | -9.99 | -9.99 | -9.99 | -9.99 | -9.99 | -9.99 | -9.99 | -9.99 | -9.99 | -9.99 | -9.99 | -9.99 | -9.99 | -9.99 | -9.99 | -9.99 | -9.99 | -9.99 | -9.99 | -9.99 | -9.99 | -9.99 | -9.99
WL | -9.99 | -9.99 | -9.99 | -9.99 | -9.99 | -9.99 | -9.99 | -9.99 | -9.99 | -9.99 | -9.99 | -9.99 | -9.99 | -9.99 | -9.99 | -9.99 | -9.99 | -9.99 | -9.99 | -9.99 | -9.99 | -9.99 | -9.99 | -9.99 | -9.99 | -9.99 | -9.99 | -9.99 | -9.99 | -9.99 | -9.99 | -9.99 | -9.99 | -9.99 | -9.99 | -9.99 | -9.99 | -9.99 | -9.99 | -9.99 | -9.99 | -9.99 | -9.99 | -9.99 | -9.99 | -9.99 | -9.99 | -9.99 | -9.99 | -9.99 | -9.99
WF | -9.99 | -9.99 | -9.99 | -9.99 | -9.99 | -9.99 | 0.3 | 0.3 | 0.3 | 0.3 | 0.3 | 0.3 | 0.3 | 0.3 | 0.3 | 0.3 | 0.3 | 0.3 | 0.3 | 0.3 | 0.3 | 0.3 | 0.3 | 0.3 | 0.3 | 0.5 | 0.5 | 0.5 | 0.5 | 0.5 | 0.5 | 0.5 | 0.5 | 0.5 | 0.5 | 0.5 | 0.5 | 0.5 | 0.5 | 0.5 | 0.5 | 0.5 | 0.5 | 0.5 | 0.5 | 0.5 | 0.5 | 0.5 | 0.5 | 0.5 | 0.5
SO | -9.99 | -9.99 | -9.99 | -9.99 | -9.99 | -9.99 | 0.3 | 0.3 | 0.3 | 0.3 | 0.3 | 0.3 | 0.3 | 0.3 | 0.3 | 0.3 | 0.3 | 0.3 | 0.3 | 0.3 | 0.3 | 0.26 | 0.3 | 0.3 | 0.3 | 0.5 | 0.5 | 0.5 | 0.5 | 0.5 | 0.5 | 0.5 | 0.5 | 0.5 | 0.5 | 0.5 | 0.5 | 0.5 | 0.5 | 0.5 | 0.5 | 0.5 | 0.5 | 0.5 | 0.5 | 0.5 | 0.5 | 0.5 | 0.5 | 0.5 | 0.5
SS | -9.99 | -9.99 | -9.99 | -9.99 | -9.99 | -9.99 | -9.99 | -9.99 | -9.99 | -9.99 | -9.99 | -9.99 | -9.99 | -9.99 | -9.99 | -9.99 | -9.99 | -9.99 | -9.99 | -9.99 | -9.99 | -9.99 | -9.99 | -9.99 | -9.99 | -9.99 | -9.99 | -9.99 | -9.99 | -9.99 | -9.99 | -9.99 | -9.99 | -9.99 | -9.99 | -9.99 | -9.99 | -9.99 | -9.99 | -9.99 | -9.99 | -9.99 | -9.99 | -9.99 | -9.99 | -9.99 | -9.99 | -9.99 | -9.99 | -9.99 | -9.99
S2 | -9.99 | -9.99 | -9.99 | -9.99 | -9.99 | -9.99 | -9.99 | -9.99 | -9.99 | -9.99 | -9.99 | -9.99 | -9.99 | -9.99 | -9.99 | -9.99 | -9.99 | -9.99 | -9.99 | -9.99 | -9.99 | -9.99 | -9.99 | -9.99 | -9.99 | -9.99 | -9.99 | -9.99 | -9.99 | -9.99 | -9.99 | -9.99 | -9.99 | -9.99 | -9.99 | -9.99 | -9.99 | -9.99 | -9.99 | -9.99 | -9.99 | -9.99 | -9.99 | -9.99 | -9.99 | -9.99 | -9.99 | -9.99 | -9.99 | -9.99 | -9.99
PV | -9.99 | -9.99 | -9.99 | -9.99 | -9.99 | -9.99 | 0.3 | 0.3 | 0.3 | 0.3 | 0.3 | 0.3 | 0.3 | 0.3 | 0.3 | 0.3 | 0.3 | 0.3 | 0.3 | 0.3 | 0.3 | 0.3 | 0 | 0 | 0 | 0 | 0 | 0 | 0 | 0 | 0 | 0 | 0 | 0 | 0 | 0 | 0 | 0 | 0 | 0 | 0 | 0 | 0 | 0 | 0 | 0 | 0 | 0 | 0 | 0 | 0
PT | -9.99 | -9.99 | -9.99 | -9.99 | -9.99 | -9.99 | 0.3 | 0.3 | 0.3 | 0.3 | 0.3 | 0.3 | 0.3 | 0.3 | 0.3 | 0.3 | 0.3 | 0.3 | 0.3 | 0.3 | 0.3 | 0.3 | 0 | 0 | 0 | 0 | 0 | 0 | 0 | 0 | 0 | 0 | 0 | 0 | 0 | 0 | 0 | 0 | 0 | 0 | 0 | 0 | 0 | 0 | 0 | 0 | 0 | 0 | 0 | 0 | 0
IN | -9.99 | -9.99 | -9.99 | -9.99 | -9.99 | -9.99 | -9.99 | -9.99 | -9.99 | -9.99 | -9.99 | -9.99 | -9.99 | -9.99 | -9.99 | -9.99 | -9.99 | -9.99 | -9.99 | -9.99 | -9.99 | -9.99 | -9.99 | -9.99 | -9.99 | -9.99 | -9.99 | -9.99 | -9.99 | -9.99 | -9.99 | -9.99 | -9.99 | -9.99 | -9.99 | -9.99 | -9.99 | -9.99 | -9.99 | -9.99 | -9.99 | -9.99 | -9.99 | -9.99 | -9.99 | -9.99 | -9.99 | -9.99 | -9.99 | -9.99 | -9.99
DB | -9.99 | -9.99 | -9.99 | -9.99 | -9.99 | -9.99 | -9.99 | -9.99 | -9.99 | -9.99 | -9.99 | -9.99 | -9.99 | -9.99 | -9.99 | -9.99 | -9.99 | -9.99 | -9.99 | -9.99 | -9.99 | -9.99 | -9.99 | -9.99 | -9.99 | -9.99 | -9.99 | -9.99 | -9.99 | -9.99 | -9.99 | -9.99 | -9.99 | -9.99 | -9.99 | -9.99 | -9.99 | -9.99 | -9.99 | -9.99 | -9.99 | -9.99 | -9.99 | -9.99 | -9.99 | -9.99 | -9.99 | -9.99 | -9.99 | -9.99 | -9.99
DP | -9.99 | -9.99 | -9.99 | -9.99 | -9.99 | -9.99 | -9.99 | -9.99 | -9.99 | -9.99 | -9.99 | -9.99 | -9.99 | -9.99 | -9.99 | -9.99 | -9.99 | -9.99 | -9.99 | -9.99 | -9.99 | -9.99 | -9.99 | -9.99 | -9.99 | -9.99 | -9.99 | -9.99 | -9.99 | -9.99 | -9.99 | -9.99 | -9.99 | -9.99 | -9.99 | -9.99 | -9.99 | -9.99 | -9.99 | -9.99 | -9.99 | -9.99 | -9.99 | -9.99 | -9.99 | -9.99 | -9.99 | -9.99 | -9.99 | -9.99 | -9.99

## CCSRET
CCS RETRO 1
#### UPCQMAX | CCS RETROFIT MAX ANNUAL LIMIT (GW)
#### UPCRMAX | CCS RETROFIT MAX ANNUAL INCREASE (FRAC)
#### |  | UPCQMAX | UPCRMAX
| RETROLIMS | 3 | 0.5
| CCS CAPCSTADJ: CAPITAL COST ADJUSTMENT FACTOR FOR CCS RETROFITS |  | SEQ BONUSES: YR BY YR FACTOR FOR CCS BONUS ALLOWANCES | SEQ BONUS LIM: YR BY YR LIMIT ON CCS BONUS ALLOWANCES
| UPCCSADJ | UPSEQBYR | UPSEQBLM
2000 | 1.6 | 0 | 0
2001 | 1.6 | 0 | 0
2002 | 1.6 | 0 | 0
2003 | 1.6 | 0 | 0
2004 | 1.6 | 0 | 0
2005 | 1.6 | 0 | 0
2006 | 1.6 | 0 | 0
2007 | 1.6 | 0 | 0
2008 | 1.6 | 0 | 0
2009 | 1.6 | 0 | 0
2010 | 1.6 | 0 | 0
2011 | 1.6 | 0 | 0
2012 | 1.6 | 0 | 0
2013 | 1.6 | 0 | 0
2014 | 1.6 | 0 | 0
2015 | 1.6 | 0 | 0
2016 | 1.6 | 0 | 0
2017 | 1.6 | 0 | 0
2018 | 1.6 | 0 | 0
2019 | 1.6 | 0 | 0
2020 | 1.6 | 0 | 0
2021 | 1.6 | 0 | 0
2022 | 1.6 | 0 | 0
2023 | 1.6 | 0 | 0
2024 | 1.6 | 0 | 0
2025 | 1.6 | 0 | 0
2026 | 1.6 | 0 | 0
2027 | 1.6 | 0 | 0
2028 | 1.6 | 0 | 0
2029 | 1.6 | 0 | 0
2030 | 1.6 | 0 | 0
2031 | 1.6 | 0 | 0
2032 | 1.6 | 0 | 0
2033 | 1.6 | 0 | 0
2034 | 1.6 | 0 | 0
2035 | 1.6 | 0 | 0
2036 | 1.6 | 0 | 0
2037 | 1.6 | 0 | 0
2038 | 1.6 | 0 | 0
2039 | 1.6 | 0 | 0
2040 | 1.6 | 0 | 0
2041 | 1.6 | 0 | 0
2042 | 1.6 | 0 | 0
2043 | 1.6 | 0 | 0
2044 | 1.6 | 0 | 0
2045 | 1.6 | 0 | 0
2046 | 1.6 | 0 | 0
2047 | 1.6 | 0 | 0
2048 | 1.6 | 0 | 0
2049 | 1.6 | 0 | 0
2050 | 1.6 | 0 | 0
CCSUNT: CAPACITY AND HEATRATE THRESHOLDS FOR ALLOWING CCS RETROFITS (IF ANY)
#### UPCCSCAP -- MINIMUM CAPACITY TO ALLOW UNIT CCS RETROFIT (I.E., 500.0 MW, 0.0 IF NONE)
#### UPCCSHRT -- MAXIMUM HEATRATE TO ALLOW UNIT CCS RETROFIT (I.E., 12000.0, 99999.9 IF NONE)
| UPCCSCAP | UPCCSHRT
'LIM' | 500 | 12000
SEQCAS: CARBON CAPTURE AND SEQUESTRATION INPUT
#### UPSEQCAS -- REGULATION (I.E., 1766 (BING/SPECTER), 2191 (LIEBERMAN/WARNER))
#### UPSEQCAR -- TYPE OF BONUS ALLOWANCES (1=CAR,2=CO2)
#### UPSEQNYR -- DURATION OF BONUS ALLOWANCES, IF ANY (YEARS)
#### UPSEQLIM -- BONUS ALLOWANCESR LIMITED (0=NO,1=YES)
#### | UPSEQCAS | UPSEQCAR | UPSEQNYR | UPSEQLIM
'SEQ' | 0 | 0 | 0 | 0

## BLDINFO
SW ELASTICITY : SWITCH FOR COST MULTIPLIER (1 = Cst/Cap Ratio, 2 = Direct Input)
#### ESTSWCST: COST MULTIPLIER SWITCH
CMSW | 1
ST ELASTICITY : INPUTS FOR SHORT-TERM ELASTICITY CALCULATION
#### ESTNSTEP: NUMBER OF SUPPLY STEPS, INCLUDING THRESHOLD (0 = DON'T USE)
#### ESTMNADD: MINIMUM CAPACITY THAT CAN BE BUILT WITHOUT COST INCREASE
#### ESTCPINC: FRACTION INCREASE IN CAPACITY FOR EACH SUPPLY STEP
#### ESTCSINC: FRACTION INCREASE IN COST FOR EACH INCREASE IN CAPACITY AT EACH STEP
#### ESTCPSTP: INCREMENTAL FRACTION ABOVE PREVIOUS STEP (NO COST INCREASE THRESHOLD IS STEP 1)
#### ESTCPCSM: DIRECT INPUT FOR COST MULTIPLIER (IF ESTSWCSM = 2)
####
#### | ESTSWTCH | ESTMNADD | ESTCPINC | ESTCSINC | ESTCPSTP1 | ESTCPSTP2 | ESTCPSTP3 | ESTCPCSM1 | ESTCPCSM2 | ESTCPCSM3
B1 | 0 | 0 | 0 | 0 | 0 | 0 | 0 | 0 | 0 | 0
B2 | 0 | 0 | 0 | 0 | 0 | 0 | 0 | 0 | 0 | 0
B3 | 0 | 0 | 0 | 0 | 0 | 0 | 0 | 0 | 0 | 0
B4 | 0 | 0 | 0 | 0 | 0 | 0 | 0 | 0 | 0 | 0
B5 | 0 | 0 | 0 | 0 | 0 | 0 | 0 | 0 | 0 | 0
B6 | 0 | 0 | 0 | 0 | 0 | 0 | 0 | 0 | 0 | 0
B7 | 0 | 0 | 0 | 0 | 0 | 0 | 0 | 0 | 0 | 0
B8 | 0 | 0 | 0 | 0 | 0 | 0 | 0 | 0 | 0 | 0
C1 | 0 | 0 | 0 | 0 | 0 | 0 | 0 | 0 | 0 | 0
C2 | 0 | 0 | 0 | 0 | 0 | 0 | 0 | 0 | 0 | 0
C3 | 0 | 0 | 0 | 0 | 0 | 0 | 0 | 0 | 0 | 0
C4 | 0 | 0 | 0 | 0 | 0 | 0 | 0 | 0 | 0 | 0
C5 | 0 | 0 | 0 | 0 | 0 | 0 | 0 | 0 | 0 | 0
C6 | 0 | 0 | 0 | 0 | 0 | 0 | 0 | 0 | 0 | 0
C7 | 0 | 0 | 0 | 0 | 0 | 0 | 0 | 0 | 0 | 0
C8 | 0 | 0 | 0 | 0 | 0 | 0 | 0 | 0 | 0 | 0
C9 | 0 | 0 | 0 | 0 | 0 | 0 | 0 | 0 | 0 | 0
CX | 0 | 0 | 0 | 0 | 0 | 0 | 0 | 0 | 0 | 0
CY | 0 | 0 | 0 | 0 | 0 | 0 | 0 | 0 | 0 | 0
CZ | 0 | 0 | 0 | 0 | 0 | 0 | 0 | 0 | 0 | 0
H1 | 0 | 0 | 0 | 0 | 0 | 0 | 0 | 0 | 0 | 0
H2 | 0 | 0 | 0 | 0 | 0 | 0 | 0 | 0 | 0 | 0
H3 | 0 | 0 | 0 | 0 | 0 | 0 | 0 | 0 | 0 | 0
H4 | 0 | 0 | 0 | 0 | 0 | 0 | 0 | 0 | 0 | 0
H5 | 0 | 0 | 0 | 0 | 0 | 0 | 0 | 0 | 0 | 0
H6 | 0 | 0 | 0 | 0 | 0 | 0 | 0 | 0 | 0 | 0
H7 | 0 | 0 | 0 | 0 | 0 | 0 | 0 | 0 | 0 | 0
H8 | 0 | 0 | 0 | 0 | 0 | 0 | 0 | 0 | 0 | 0
H9 | 0 | 0 | 0 | 0 | 0 | 0 | 0 | 0 | 0 | 0
HA | 0 | 0 | 0 | 0 | 0 | 0 | 0 | 0 | 0 | 0
HB | 0 | 0 | 0 | 0 | 0 | 0 | 0 | 0 | 0 | 0
HC | 0 | 0 | 0 | 0 | 0 | 0 | 0 | 0 | 0 | 0
PC | 3 | 3000 | 0.01 | 0.01 | 0.25 | 0.75 | 1 | 0 | 0.2 | 0.5
OC | 3 | 3000 | 0.01 | 0.01 | 0.25 | 0.75 | 1 | 0 | 0.2 | 0.5
IG | 3 | 1500 | 0.01 | 0.01 | 0.25 | 0.75 | 1 | 0 | 0.2 | 0.5
I2 | 3 | 3000 | 0.01 | 0.01 | 0.25 | 0.75 | 1 | 0 | 0.2 | 0.5
PQ | 3 | 1000 | 0.01 | 0.01 | 0.25 | 0.75 | 1 | 0 | 0.2 | 0.5
IS | 3 | 1000 | 0.01 | 0.01 | 0.25 | 0.75 | 1 | 0 | 0.2 | 0.5
NG | 0 | 0 | 0 | 0 | 0 | 0 | 0 | 0 | 0 | 0
ST | 0 | 0 | 0 | 0 | 0 | 0 | 0 | 0 | 0 | 0
ET | 0 | 0 | 0 | 0 | 0 | 0 | 0 | 0 | 0 | 0
IC | 0 | 5000 | 0.01 | 0.01 | 0.25 | 0.75 | 1 | 0 | 0.2 | 0.5
CT | 0 | 5000 | 0.01 | 0.01 | 0.25 | 0.75 | 1 | 0 | 0.2 | 0.5
T2 | 3 | 3000 | 0.01 | 0.01 | 0.25 | 0.75 | 1 | 0 | 0.2 | 0.5
AT | 3 | 1500 | 0.01 | 0.01 | 0.25 | 0.75 | 1 | 0 | 0.2 | 0.5
EC | 0 | 0 | 0 | 0 | 0 | 0 | 0 | 0 | 0 | 0
CC | 3 | 5000 | 0.01 | 0.01 | 0.25 | 0.75 | 1 | 0 | 0.2 | 0.5
AC | 3 | 1500 | 0.01 | 0.01 | 0.25 | 0.75 | 1 | 0 | 0.2 | 0.5
A2 | 3 | 3000 | 0.01 | 0.01 | 0.25 | 0.75 | 1 | 0 | 0.2 | 0.5
CS | 3 | 1000 | 0.01 | 0.01 | 0.25 | 0.75 | 1 | 0 | 0.2 | 0.5
FC | 3 | 1000 | 0.01 | 0.01 | 0.25 | 0.75 | 1 | 0 | 0.2 | 0.5
CN | 0 | 0 | 0 | 0 | 0 | 0 | 0 | 0 | 0 | 0
AN | 3 | 2000 | 0.01 | 0.01 | 0.25 | 0.75 | 1 | 0 | 0.2 | 0.5
SM | 3 | 3000 | 0.01 | 0.01 | 0.25 | 0.75 | 1 | 0 | 0.2 | 0.5
GN | 3 | 3000 | 0.01 | 0.01 | 0.25 | 0.75 | 1 | 0 | 0.2 | 0.5
WD | 3 | 1000 | 0.01 | 0.01 | 0.25 | 0.75 | 1 | 0 | 0.2 | 0.5
BI | 3 | 3000 | 0.01 | 0.01 | 0.25 | 0.75 | 1 | 0 | 0.2 | 0.5
GT | 10 | 200 | 0.01 | 0.01 | 0.25 | 0.75 | 1 | 0 | 0.2 | 0.5
AG | 3 | 3000 | 0.01 | 0.01 | 0.25 | 0.75 | 1 | 0 | 0.2 | 0.5
MS | 10 | 0 | 0 | 0 | 0 | 0 | 0 | 0 | 0 | 0
HY | 10 | 0 | 0 | 0 | 0 | 0 | 0 | 0 | 0 | 0
HO | 3 | 3000 | 0.01 | 0.01 | 0.25 | 0.75 | 1 | 0 | 0.2 | 0.5
HI | 3 | 3000 | 0.01 | 0.01 | 0.25 | 0.75 | 1 | 0 | 0.2 | 0.5
TI | 3 | 3000 | 0.01 | 0.01 | 0.25 | 0.75 | 1 | 0 | 0.2 | 0.5
PS | 0 | 0 | 0 | 0 | 0 | 0 | 0 | 0 | 0 | 0
P2 | 3 | 2000 | 0.01 | 0.005 | 0.25 | 0.75 | 1 | 0 | 0.2 | 0.5
SQ | 3 | 3000 | 0.01 | 0.01 | 0.25 | 0.75 | 1 | 0 | 0.2 | 0.5
DS | 3 | 3000 | 0.01 | 0.01 | 0.25 | 0.75 | 1 | 0 | 0.2 | 0.5
OS | 3 | 3000 | 0.01 | 0.01 | 0.25 | 0.75 | 1 | 0 | 0.2 | 0.5
WN | 3 | 1500 | 0.01 | 0.01 | 0.25 | 0.75 | 1 | 0 | 0.2 | 0.5
WL | 3 | 1500 | 0.01 | 0.01 | 0.25 | 0.75 | 1 | 0 | 0.2 | 0.5
WF | 3 | 500 | 0.01 | 0.01 | 0.25 | 0.75 | 1 | 0 | 0.2 | 0.5
SO | 3 | 1000 | 0.01 | 0.01 | 0.25 | 0.75 | 1 | 0 | 0.2 | 0.5
SS | 3 | 3000 | 0.01 | 0.01 | 0.25 | 0.75 | 1 | 0 | 0.2 | 0.5
S2 | 3 | 3000 | 0.01 | 0.01 | 0.25 | 0.75 | 1 | 0 | 0.2 | 0.5
PV | 3 | 1000 | 0.01 | 0.01 | 0.25 | 0.75 | 1 | 0 | 0.2 | 0.5
PT | 3 | 1000 | 0.01 | 0.01 | 0.25 | 0.75 | 1 | 0 | 0.2 | 0.5
IN | 3 | 3000 | 0.01 | 0.01 | 0.25 | 0.75 | 1 | 0 | 0.2 | 0.5
DB | 0 | 0 | 0 | 0 | 0 | 0 | 0 | 0 | 0 | 0
DP | 0 | 0 | 0 | 0 | 0 | 0 | 0 | 0 | 0 | 0
RMTYP SWITCH
#### UPTMRM: SWITCH TO USE CAPACITY (=0) OR OPERATE(=1) FOR MIN. RES. MARGIN
01 B1 | 1
02 B2 | 1
03 B3 | 1
04 B4 | 1
05 B5 | 1
06 B6 | 1
07 B7 | 1
08 B8 | 1
09 C1 | 1
10 C2 | 1
11 C3 | 1
12 C4 | 1
13 C5 | 1
14 C6 | 1
15 C7 | 1
16 C8 | 1
17 C9 | 1
18 CX | 1
19 CY | 1
20 CZ | 1
21 H1 | 1
22 H2 | 1
23 H3 | 1
24 H4 | 1
25 H5 | 1
26 H6 | 1
27 H7 | 1
28 H8 | 1
29 H9 | 1
30 HA | 1
31 HB | 1
32 HC | 1
33 PC | 1
34 OC | 1
35 IG | 1
36 I2 | 1
37 PQ | 1
38 IS | 1
39 NG | 1
40 ST | 1
41 ET | 0
42 IC | 0
43 CT | 0
44 T2 | 1
45 AT | 0
46 EC | 1
47 CC | 1
48 AC | 1
49 A2 | 1
50 CS | 1
51 FC | 1
52 CN | 1
53 AN | 1
54 SM | 1
55 GN | 1
56 WD | 0
57 BI | 1
58 GT | 0
59 AG | 1
60 MS | 0
61 HY | 0
62 HO | 1
63 HI | 1
64 TI | 1
65 PS | 0
66 P2 | 0
67 SQ | 1
68 DS | 1
69 OS | 1
70 WN | 0
71 WL | 0
72 WF | 0
73 SO | 0
74 SS | 1
75 S2 | 1
76 PV | 0
77 PT | 0
78 IN | 1
79 DB | 0
80 DP | 0
| BLD LMT ANN | (1 of 5)
#### UPANNLMT: NATIONAL ANNUAL BUILDS LIMITS (GW) VALUE USED IF LESS THAN 999
BY | YR: | 2000 | 2001 | 2002 | 2003 | 2004 | 2005 | 2006 | 2007 | 2008 | 2009 | 2010 | 2011 | 2012 | 2013 | 2014 | 2015 | 2016 | 2017 | 2018 | 2019 | 2020 | 2021 | 2022 | 2023 | 2024 | 2025 | 2026 | 2027 | 2028 | 2029 | 2030 | 2031 | 2032 | 2033 | 2034 | 2035 | 2036 | 2037 | 2038 | 2039 | 2040 | 2041 | 2042 | 2043 | 2044 | 2045 | 2046 | 2047 | 2048 | 2049 | 2050
'01 | B1' | 0 | 0 | 0 | 0 | 0 | 0 | 0 | 0 | 0 | 0 | 0 | 0 | 0 | 0 | 0 | 0 | 0 | 0 | 0 | 0 | 0 | 0 | 0 | 0 | 0 | 0 | 0 | 0 | 0 | 0 | 0 | 0 | 0 | 0 | 0 | 0 | 0 | 0 | 0 | 0 | 0 | 0 | 0 | 0 | 0 | 0 | 0 | 0 | 0 | 0 | 0
'02 | B2' | 0 | 0 | 0 | 0 | 0 | 0 | 0 | 0 | 0 | 0 | 0 | 0 | 0 | 0 | 0 | 0 | 0 | 0 | 0 | 0 | 0 | 0 | 0 | 0 | 0 | 0 | 0 | 0 | 0 | 0 | 0 | 0 | 0 | 0 | 0 | 0 | 0 | 0 | 0 | 0 | 0 | 0 | 0 | 0 | 0 | 0 | 0 | 0 | 0 | 0 | 0
'03 | B3' | 0 | 0 | 0 | 0 | 0 | 0 | 0 | 0 | 0 | 0 | 0 | 0 | 0 | 0 | 0 | 0 | 0 | 0 | 0 | 0 | 0 | 0 | 0 | 0 | 0 | 0 | 0 | 0 | 0 | 0 | 0 | 0 | 0 | 0 | 0 | 0 | 0 | 0 | 0 | 0 | 0 | 0 | 0 | 0 | 0 | 0 | 0 | 0 | 0 | 0 | 0
'04 | B4' | 0 | 0 | 0 | 0 | 0 | 0 | 0 | 0 | 0 | 0 | 0 | 0 | 0 | 0 | 0 | 0 | 0 | 0 | 0 | 0 | 0 | 0 | 0 | 0 | 0 | 0 | 0 | 0 | 0 | 0 | 0 | 0 | 0 | 0 | 0 | 0 | 0 | 0 | 0 | 0 | 0 | 0 | 0 | 0 | 0 | 0 | 0 | 0 | 0 | 0 | 0
'05 | B5' | 0 | 0 | 0 | 0 | 0 | 0 | 0 | 0 | 0 | 0 | 0 | 0 | 0 | 0 | 0 | 0 | 0 | 0 | 0 | 0 | 0 | 0 | 0 | 0 | 0 | 0 | 0 | 0 | 0 | 0 | 0 | 0 | 0 | 0 | 0 | 0 | 0 | 0 | 0 | 0 | 0 | 0 | 0 | 0 | 0 | 0 | 0 | 0 | 0 | 0 | 0
'06 | B6' | 0 | 0 | 0 | 0 | 0 | 0 | 0 | 0 | 0 | 0 | 0 | 0 | 0 | 0 | 0 | 0 | 0 | 0 | 0 | 0 | 0 | 0 | 0 | 0 | 0 | 0 | 0 | 0 | 0 | 0 | 0 | 0 | 0 | 0 | 0 | 0 | 0 | 0 | 0 | 0 | 0 | 0 | 0 | 0 | 0 | 0 | 0 | 0 | 0 | 0 | 0
'07 | B7' | 0 | 0 | 0 | 0 | 0 | 0 | 0 | 0 | 0 | 0 | 0 | 0 | 0 | 0 | 0 | 0 | 0 | 0 | 0 | 0 | 0 | 0 | 0 | 0 | 0 | 0 | 0 | 0 | 0 | 0 | 0 | 0 | 0 | 0 | 0 | 0 | 0 | 0 | 0 | 0 | 0 | 0 | 0 | 0 | 0 | 0 | 0 | 0 | 0 | 0 | 0
'08 | B8' | 0 | 0 | 0 | 0 | 0 | 0 | 0 | 0 | 0 | 0 | 0 | 0 | 0 | 0 | 0 | 0 | 0 | 0 | 0 | 0 | 0 | 0 | 0 | 0 | 0 | 0 | 0 | 0 | 0 | 0 | 0 | 0 | 0 | 0 | 0 | 0 | 0 | 0 | 0 | 0 | 0 | 0 | 0 | 0 | 0 | 0 | 0 | 0 | 0 | 0 | 0
'09 | C1' | 0 | 0 | 0 | 0 | 0 | 0 | 0 | 0 | 0 | 0 | 0 | 0 | 0 | 0 | 0 | 0 | 0 | 0 | 0 | 0 | 0 | 0 | 0 | 0 | 0 | 0 | 0 | 0 | 0 | 0 | 0 | 0 | 0 | 0 | 0 | 0 | 0 | 0 | 0 | 0 | 0 | 0 | 0 | 0 | 0 | 0 | 0 | 0 | 0 | 0 | 0
'10 | C2' | 0 | 0 | 0 | 0 | 0 | 0 | 0 | 0 | 0 | 0 | 0 | 0 | 0 | 0 | 0 | 0 | 0 | 0 | 0 | 0 | 0 | 0 | 0 | 0 | 0 | 0 | 0 | 0 | 0 | 0 | 0 | 0 | 0 | 0 | 0 | 0 | 0 | 0 | 0 | 0 | 0 | 0 | 0 | 0 | 0 | 0 | 0 | 0 | 0 | 0 | 0
'11 | C3' | 0 | 0 | 0 | 0 | 0 | 0 | 0 | 0 | 0 | 0 | 0 | 0 | 0 | 0 | 0 | 0 | 0 | 0 | 0 | 0 | 0 | 0 | 0 | 0 | 0 | 0 | 0 | 0 | 0 | 0 | 0 | 0 | 0 | 0 | 0 | 0 | 0 | 0 | 0 | 0 | 0 | 0 | 0 | 0 | 0 | 0 | 0 | 0 | 0 | 0 | 0
'12 | C4' | 0 | 0 | 0 | 0 | 0 | 0 | 0 | 0 | 0 | 0 | 0 | 0 | 0 | 0 | 0 | 0 | 0 | 0 | 0 | 0 | 0 | 0 | 0 | 0 | 0 | 0 | 0 | 0 | 0 | 0 | 0 | 0 | 0 | 0 | 0 | 0 | 0 | 0 | 0 | 0 | 0 | 0 | 0 | 0 | 0 | 0 | 0 | 0 | 0 | 0 | 0
'13 | C5' | 0 | 0 | 0 | 0 | 0 | 0 | 0 | 0 | 0 | 0 | 0 | 0 | 0 | 0 | 0 | 0 | 0 | 0 | 0 | 0 | 0 | 0 | 0 | 0 | 0 | 0 | 0 | 0 | 0 | 0 | 0 | 0 | 0 | 0 | 0 | 0 | 0 | 0 | 0 | 0 | 0 | 0 | 0 | 0 | 0 | 0 | 0 | 0 | 0 | 0 | 0
'14 | C6' | 0 | 0 | 0 | 0 | 0 | 0 | 0 | 0 | 0 | 0 | 0 | 0 | 0 | 0 | 0 | 0 | 0 | 0 | 0 | 0 | 0 | 0 | 0 | 0 | 0 | 0 | 0 | 0 | 0 | 0 | 0 | 0 | 0 | 0 | 0 | 0 | 0 | 0 | 0 | 0 | 0 | 0 | 0 | 0 | 0 | 0 | 0 | 0 | 0 | 0 | 0
'15 | C7' | 0 | 0 | 0 | 0 | 0 | 0 | 0 | 0 | 0 | 0 | 0 | 0 | 0 | 0 | 0 | 0 | 0 | 0 | 0 | 0 | 0 | 0 | 0 | 0 | 0 | 0 | 0 | 0 | 0 | 0 | 0 | 0 | 0 | 0 | 0 | 0 | 0 | 0 | 0 | 0 | 0 | 0 | 0 | 0 | 0 | 0 | 0 | 0 | 0 | 0 | 0
'16 | C8' | 0 | 0 | 0 | 0 | 0 | 0 | 0 | 0 | 0 | 0 | 0 | 0 | 0 | 0 | 0 | 0 | 0 | 0 | 0 | 0 | 0 | 0 | 0 | 0 | 0 | 0 | 0 | 0 | 0 | 0 | 0 | 0 | 0 | 0 | 0 | 0 | 0 | 0 | 0 | 0 | 0 | 0 | 0 | 0 | 0 | 0 | 0 | 0 | 0 | 0 | 0
'17 | C9' | 0 | 0 | 0 | 0 | 0 | 0 | 0 | 0 | 0 | 0 | 0 | 0 | 0 | 0 | 0 | 0 | 0 | 0 | 0 | 0 | 0 | 0 | 0 | 0 | 0 | 0 | 0 | 0 | 0 | 0 | 0 | 0 | 0 | 0 | 0 | 0 | 0 | 0 | 0 | 0 | 0 | 0 | 0 | 0 | 0 | 0 | 0 | 0 | 0 | 0 | 0
'18 | CX' | 0 | 0 | 0 | 0 | 0 | 0 | 0 | 0 | 0 | 0 | 0 | 0 | 0 | 0 | 0 | 0 | 0 | 0 | 0 | 0 | 0 | 0 | 0 | 0 | 0 | 0 | 0 | 0 | 0 | 0 | 0 | 0 | 0 | 0 | 0 | 0 | 0 | 0 | 0 | 0 | 0 | 0 | 0 | 0 | 0 | 0 | 0 | 0 | 0 | 0 | 0
'19 | CY' | 0 | 0 | 0 | 0 | 0 | 0 | 0 | 0 | 0 | 0 | 0 | 0 | 0 | 0 | 0 | 0 | 0 | 0 | 0 | 0 | 0 | 0 | 0 | 0 | 0 | 0 | 0 | 0 | 0 | 0 | 0 | 0 | 0 | 0 | 0 | 0 | 0 | 0 | 0 | 0 | 0 | 0 | 0 | 0 | 0 | 0 | 0 | 0 | 0 | 0 | 0
'20 | CZ' | 0 | 0 | 0 | 0 | 0 | 0 | 0 | 0 | 0 | 0 | 0 | 0 | 0 | 0 | 0 | 0 | 0 | 0 | 0 | 0 | 0 | 0 | 0 | 0 | 0 | 0 | 0 | 0 | 0 | 0 | 0 | 0 | 0 | 0 | 0 | 0 | 0 | 0 | 0 | 0 | 0 | 0 | 0 | 0 | 0 | 0 | 0 | 0 | 0 | 0 | 0
'21 | H1' | 0 | 0 | 0 | 0 | 0 | 0 | 0 | 0 | 0 | 0 | 0 | 0 | 0 | 0 | 0 | 0 | 0 | 0 | 0 | 0 | 0 | 0 | 0 | 0 | 0 | 0 | 0 | 0 | 0 | 0 | 0 | 0 | 0 | 0 | 0 | 0 | 0 | 0 | 0 | 0 | 0 | 0 | 0 | 0 | 0 | 0 | 0 | 0 | 0 | 0 | 0
'22 | H2' | 0 | 0 | 0 | 0 | 0 | 0 | 0 | 0 | 0 | 0 | 0 | 0 | 0 | 0 | 0 | 0 | 0 | 0 | 0 | 0 | 0 | 0 | 0 | 0 | 0 | 0 | 0 | 0 | 0 | 0 | 0 | 0 | 0 | 0 | 0 | 0 | 0 | 0 | 0 | 0 | 0 | 0 | 0 | 0 | 0 | 0 | 0 | 0 | 0 | 0 | 0
'23 | H3' | 0 | 0 | 0 | 0 | 0 | 0 | 0 | 0 | 0 | 0 | 0 | 0 | 0 | 0 | 0 | 0 | 0 | 0 | 0 | 0 | 0 | 0 | 0 | 0 | 0 | 0 | 0 | 0 | 0 | 0 | 0 | 0 | 0 | 0 | 0 | 0 | 0 | 0 | 0 | 0 | 0 | 0 | 0 | 0 | 0 | 0 | 0 | 0 | 0 | 0 | 0
'24 | H4' | 0 | 0 | 0 | 0 | 0 | 0 | 0 | 0 | 0 | 0 | 0 | 0 | 0 | 0 | 0 | 0 | 0 | 0 | 0 | 0 | 0 | 0 | 0 | 0 | 0 | 0 | 0 | 0 | 0 | 0 | 0 | 0 | 0 | 0 | 0 | 0 | 0 | 0 | 0 | 0 | 0 | 0 | 0 | 0 | 0 | 0 | 0 | 0 | 0 | 0 | 0
'25 | H5' | 0 | 0 | 0 | 0 | 0 | 0 | 0 | 0 | 0 | 0 | 0 | 0 | 0 | 0 | 0 | 0 | 0 | 0 | 0 | 0 | 0 | 0 | 0 | 0 | 0 | 0 | 0 | 0 | 0 | 0 | 0 | 0 | 0 | 0 | 0 | 0 | 0 | 0 | 0 | 0 | 0 | 0 | 0 | 0 | 0 | 0 | 0 | 0 | 0 | 0 | 0
'26 | H6' | 0 | 0 | 0 | 0 | 0 | 0 | 0 | 0 | 0 | 0 | 0 | 0 | 0 | 0 | 0 | 0 | 0 | 0 | 0 | 0 | 0 | 0 | 0 | 0 | 0 | 0 | 0 | 0 | 0 | 0 | 0 | 0 | 0 | 0 | 0 | 0 | 0 | 0 | 0 | 0 | 0 | 0 | 0 | 0 | 0 | 0 | 0 | 0 | 0 | 0 | 0
'27 | H7' | 0 | 0 | 0 | 0 | 0 | 0 | 0 | 0 | 0 | 0 | 0 | 0 | 0 | 0 | 0 | 0 | 0 | 0 | 0 | 0 | 0 | 0 | 0 | 0 | 0 | 0 | 0 | 0 | 0 | 0 | 0 | 0 | 0 | 0 | 0 | 0 | 0 | 0 | 0 | 0 | 0 | 0 | 0 | 0 | 0 | 0 | 0 | 0 | 0 | 0 | 0
'28 | H8' | 0 | 0 | 0 | 0 | 0 | 0 | 0 | 0 | 0 | 0 | 0 | 0 | 0 | 0 | 0 | 0 | 0 | 0 | 0 | 0 | 0 | 0 | 0 | 0 | 0 | 0 | 0 | 0 | 0 | 0 | 0 | 0 | 0 | 0 | 0 | 0 | 0 | 0 | 0 | 0 | 0 | 0 | 0 | 0 | 0 | 0 | 0 | 0 | 0 | 0 | 0
'29 | H9' | 0 | 0 | 0 | 0 | 0 | 0 | 0 | 0 | 0 | 0 | 0 | 0 | 0 | 0 | 0 | 0 | 0 | 0 | 0 | 0 | 0 | 0 | 0 | 0 | 0 | 0 | 0 | 0 | 0 | 0 | 0 | 0 | 0 | 0 | 0 | 0 | 0 | 0 | 0 | 0 | 0 | 0 | 0 | 0 | 0 | 0 | 0 | 0 | 0 | 0 | 0
'30 | HA' | 0 | 0 | 0 | 0 | 0 | 0 | 0 | 0 | 0 | 0 | 0 | 0 | 0 | 0 | 0 | 0 | 0 | 0 | 0 | 0 | 0 | 0 | 0 | 0 | 0 | 0 | 0 | 0 | 0 | 0 | 0 | 0 | 0 | 0 | 0 | 0 | 0 | 0 | 0 | 0 | 0 | 0 | 0 | 0 | 0 | 0 | 0 | 0 | 0 | 0 | 0
'31 | HB' | 0 | 0 | 0 | 0 | 0 | 0 | 0 | 0 | 0 | 0 | 0 | 0 | 0 | 0 | 0 | 0 | 0 | 0 | 0 | 0 | 0 | 0 | 0 | 0 | 0 | 0 | 0 | 0 | 0 | 0 | 0 | 0 | 0 | 0 | 0 | 0 | 0 | 0 | 0 | 0 | 0 | 0 | 0 | 0 | 0 | 0 | 0 | 0 | 0 | 0 | 0
'32 | HC' | 0 | 0 | 0 | 0 | 0 | 0 | 0 | 0 | 0 | 0 | 0 | 0 | 0 | 0 | 0 | 0 | 0 | 0 | 0 | 0 | 0 | 0 | 0 | 0 | 0 | 0 | 0 | 0 | 0 | 0 | 0 | 0 | 0 | 0 | 0 | 0 | 0 | 0 | 0 | 0 | 0 | 0 | 0 | 0 | 0 | 0 | 0 | 0 | 0 | 0 | 0
'33 | PC' | 999.9 | 999.9 | 999.9 | 999.9 | 999.9 | 999.9 | 999.9 | 999.9 | 999.9 | 999.9 | 999.9 | 999.9 | 999.9 | 999.9 | 999.9 | 999.9 | 999.9 | 999.9 | 999.9 | 999.9 | 999.9 | 999.9 | 999.9 | 999.9 | 999.9 | 999.9 | 999.9 | 999.9 | 999.9 | 999.9 | 999.9 | 999.9 | 999.9 | 999.9 | 999.9 | 999.9 | 999.9 | 999.9 | 999.9 | 999.9 | 999.9 | 999.9 | 999.9 | 999.9 | 999.9 | 999.9 | 999.9 | 999.9 | 999.9 | 999.9 | 999.9
'34 | OC' | 999.9 | 999.9 | 999.9 | 999.9 | 999.9 | 999.9 | 999.9 | 999.9 | 999.9 | 999.9 | 999.9 | 999.9 | 999.9 | 999.9 | 999.9 | 999.9 | 999.9 | 999.9 | 999.9 | 999.9 | 999.9 | 999.9 | 999.9 | 999.9 | 999.9 | 999.9 | 999.9 | 999.9 | 999.9 | 999.9 | 999.9 | 999.9 | 999.9 | 999.9 | 999.9 | 999.9 | 999.9 | 999.9 | 999.9 | 999.9 | 999.9 | 999.9 | 999.9 | 999.9 | 999.9 | 999.9 | 999.9 | 999.9 | 999.9 | 999.9 | 999.9
'35 | IG' | 999.9 | 999.9 | 999.9 | 999.9 | 999.9 | 999.9 | 999.9 | 999.9 | 999.9 | 999.9 | 999.9 | 999.9 | 999.9 | 999.9 | 999.9 | 999.9 | 999.9 | 999.9 | 999.9 | 999.9 | 999.9 | 999.9 | 999.9 | 999.9 | 999.9 | 999.9 | 999.9 | 999.9 | 999.9 | 999.9 | 999.9 | 999.9 | 999.9 | 999.9 | 999.9 | 999.9 | 999.9 | 999.9 | 999.9 | 999.9 | 999.9 | 999.9 | 999.9 | 999.9 | 999.9 | 999.9 | 999.9 | 999.9 | 999.9 | 999.9 | 999.9
'36 | I2' | 999.9 | 999.9 | 999.9 | 999.9 | 999.9 | 999.9 | 999.9 | 999.9 | 999.9 | 999.9 | 999.9 | 999.9 | 999.9 | 999.9 | 999.9 | 999.9 | 999.9 | 999.9 | 999.9 | 999.9 | 999.9 | 999.9 | 999.9 | 999.9 | 999.9 | 999.9 | 999.9 | 999.9 | 999.9 | 999.9 | 999.9 | 999.9 | 999.9 | 999.9 | 999.9 | 999.9 | 999.9 | 999.9 | 999.9 | 999.9 | 999.9 | 999.9 | 999.9 | 999.9 | 999.9 | 999.9 | 999.9 | 999.9 | 999.9 | 999.9 | 999.9
'37 | PQ' | 999.9 | 999.9 | 999.9 | 999.9 | 999.9 | 999.9 | 999.9 | 999.9 | 999.9 | 999.9 | 999.9 | 999.9 | 999.9 | 999.9 | 999.9 | 999.9 | 999.9 | 999.9 | 999.9 | 999.9 | 999.9 | 999.9 | 999.9 | 999.9 | 999.9 | 999.9 | 999.9 | 999.9 | 999.9 | 999.9 | 999.9 | 999.9 | 999.9 | 999.9 | 999.9 | 999.9 | 999.9 | 999.9 | 999.9 | 999.9 | 999.9 | 999.9 | 999.9 | 999.9 | 999.9 | 999.9 | 999.9 | 999.9 | 999.9 | 999.9 | 999.9
'38 | IS' | 999.9 | 999.9 | 999.9 | 999.9 | 999.9 | 999.9 | 999.9 | 999.9 | 999.9 | 999.9 | 999.9 | 999.9 | 999.9 | 999.9 | 999.9 | 999.9 | 999.9 | 999.9 | 999.9 | 999.9 | 999.9 | 999.9 | 999.9 | 999.9 | 999.9 | 999.9 | 999.9 | 999.9 | 999.9 | 999.9 | 999.9 | 999.9 | 999.9 | 999.9 | 999.9 | 999.9 | 999.9 | 999.9 | 999.9 | 999.9 | 999.9 | 999.9 | 999.9 | 999.9 | 999.9 | 999.9 | 999.9 | 999.9 | 999.9 | 999.9 | 999.9
'39 | NG' | 999.9 | 999.9 | 999.9 | 999.9 | 999.9 | 999.9 | 999.9 | 999.9 | 999.9 | 999.9 | 999.9 | 999.9 | 999.9 | 999.9 | 999.9 | 999.9 | 999.9 | 999.9 | 999.9 | 999.9 | 999.9 | 999.9 | 999.9 | 999.9 | 999.9 | 999.9 | 999.9 | 999.9 | 999.9 | 999.9 | 999.9 | 999.9 | 999.9 | 999.9 | 999.9 | 999.9 | 999.9 | 999.9 | 999.9 | 999.9 | 999.9 | 999.9 | 999.9 | 999.9 | 999.9 | 999.9 | 999.9 | 999.9 | 999.9 | 999.9 | 999.9
'40 | ST' | 999.9 | 999.9 | 999.9 | 999.9 | 999.9 | 999.9 | 999.9 | 999.9 | 999.9 | 999.9 | 999.9 | 999.9 | 999.9 | 999.9 | 999.9 | 999.9 | 999.9 | 999.9 | 999.9 | 999.9 | 999.9 | 999.9 | 999.9 | 999.9 | 999.9 | 999.9 | 999.9 | 999.9 | 999.9 | 999.9 | 999.9 | 999.9 | 999.9 | 999.9 | 999.9 | 999.9 | 999.9 | 999.9 | 999.9 | 999.9 | 999.9 | 999.9 | 999.9 | 999.9 | 999.9 | 999.9 | 999.9 | 999.9 | 999.9 | 999.9 | 999.9
'41 | ET' | 999.9 | 999.9 | 999.9 | 999.9 | 999.9 | 999.9 | 999.9 | 999.9 | 999.9 | 999.9 | 999.9 | 999.9 | 999.9 | 999.9 | 999.9 | 999.9 | 999.9 | 999.9 | 999.9 | 999.9 | 999.9 | 999.9 | 999.9 | 999.9 | 999.9 | 999.9 | 999.9 | 999.9 | 999.9 | 999.9 | 999.9 | 999.9 | 999.9 | 999.9 | 999.9 | 999.9 | 999.9 | 999.9 | 999.9 | 999.9 | 999.9 | 999.9 | 999.9 | 999.9 | 999.9 | 999.9 | 999.9 | 999.9 | 999.9 | 999.9 | 999.9
'42 | IC' | 999.9 | 999.9 | 999.9 | 999.9 | 999.9 | 999.9 | 999.9 | 999.9 | 999.9 | 999.9 | 999.9 | 999.9 | 999.9 | 999.9 | 999.9 | 999.9 | 999.9 | 999.9 | 999.9 | 999.9 | 999.9 | 999.9 | 999.9 | 999.9 | 999.9 | 999.9 | 999.9 | 999.9 | 999.9 | 999.9 | 999.9 | 999.9 | 999.9 | 999.9 | 999.9 | 999.9 | 999.9 | 999.9 | 999.9 | 999.9 | 999.9 | 999.9 | 999.9 | 999.9 | 999.9 | 999.9 | 999.9 | 999.9 | 999.9 | 999.9 | 999.9
'43 | CT' | 999.9 | 999.9 | 999.9 | 999.9 | 999.9 | 999.9 | 999.9 | 999.9 | 999.9 | 999.9 | 999.9 | 999.9 | 999.9 | 999.9 | 999.9 | 999.9 | 999.9 | 999.9 | 999.9 | 999.9 | 999.9 | 999.9 | 999.9 | 999.9 | 999.9 | 999.9 | 999.9 | 999.9 | 999.9 | 999.9 | 999.9 | 999.9 | 999.9 | 999.9 | 999.9 | 999.9 | 999.9 | 999.9 | 999.9 | 999.9 | 999.9 | 999.9 | 999.9 | 999.9 | 999.9 | 999.9 | 999.9 | 999.9 | 999.9 | 999.9 | 999.9
'44 | T2' | 999.9 | 999.9 | 999.9 | 999.9 | 999.9 | 999.9 | 999.9 | 999.9 | 999.9 | 999.9 | 999.9 | 999.9 | 999.9 | 999.9 | 999.9 | 999.9 | 999.9 | 999.9 | 999.9 | 999.9 | 999.9 | 999.9 | 999.9 | 999.9 | 999.9 | 999.9 | 999.9 | 999.9 | 999.9 | 999.9 | 999.9 | 999.9 | 999.9 | 999.9 | 999.9 | 999.9 | 999.9 | 999.9 | 999.9 | 999.9 | 999.9 | 999.9 | 999.9 | 999.9 | 999.9 | 999.9 | 999.9 | 999.9 | 999.9 | 999.9 | 999.9
'45 | AT' | 999.9 | 999.9 | 999.9 | 999.9 | 999.9 | 999.9 | 999.9 | 999.9 | 999.9 | 999.9 | 999.9 | 999.9 | 999.9 | 999.9 | 999.9 | 999.9 | 999.9 | 999.9 | 999.9 | 999.9 | 999.9 | 999.9 | 999.9 | 999.9 | 999.9 | 999.9 | 999.9 | 999.9 | 999.9 | 999.9 | 999.9 | 999.9 | 999.9 | 999.9 | 999.9 | 999.9 | 999.9 | 999.9 | 999.9 | 999.9 | 999.9 | 999.9 | 999.9 | 999.9 | 999.9 | 999.9 | 999.9 | 999.9 | 999.9 | 999.9 | 999.9
'46 | EC' | 999.9 | 999.9 | 999.9 | 999.9 | 999.9 | 999.9 | 999.9 | 999.9 | 999.9 | 999.9 | 999.9 | 999.9 | 999.9 | 999.9 | 999.9 | 999.9 | 999.9 | 999.9 | 999.9 | 999.9 | 999.9 | 999.9 | 999.9 | 999.9 | 999.9 | 999.9 | 999.9 | 999.9 | 999.9 | 999.9 | 999.9 | 999.9 | 999.9 | 999.9 | 999.9 | 999.9 | 999.9 | 999.9 | 999.9 | 999.9 | 999.9 | 999.9 | 999.9 | 999.9 | 999.9 | 999.9 | 999.9 | 999.9 | 999.9 | 999.9 | 999.9
'47 | CC' | 999.9 | 999.9 | 999.9 | 999.9 | 999.9 | 999.9 | 999.9 | 999.9 | 999.9 | 999.9 | 999.9 | 999.9 | 999.9 | 999.9 | 999.9 | 999.9 | 999.9 | 999.9 | 999.9 | 999.9 | 999.9 | 999.9 | 999.9 | 999.9 | 999.9 | 999.9 | 999.9 | 999.9 | 999.9 | 999.9 | 999.9 | 999.9 | 999.9 | 999.9 | 999.9 | 999.9 | 999.9 | 999.9 | 999.9 | 999.9 | 999.9 | 999.9 | 999.9 | 999.9 | 999.9 | 999.9 | 999.9 | 999.9 | 999.9 | 999.9 | 999.9
'48 | AC' | 999.9 | 999.9 | 999.9 | 999.9 | 999.9 | 999.9 | 999.9 | 999.9 | 999.9 | 999.9 | 999.9 | 999.9 | 999.9 | 999.9 | 999.9 | 999.9 | 999.9 | 999.9 | 999.9 | 999.9 | 999.9 | 999.9 | 999.9 | 999.9 | 999.9 | 999.9 | 999.9 | 999.9 | 999.9 | 999.9 | 999.9 | 999.9 | 999.9 | 999.9 | 999.9 | 999.9 | 999.9 | 999.9 | 999.9 | 999.9 | 999.9 | 999.9 | 999.9 | 999.9 | 999.9 | 999.9 | 999.9 | 999.9 | 999.9 | 999.9 | 999.9
'49 | A2' | 999.9 | 999.9 | 999.9 | 999.9 | 999.9 | 999.9 | 999.9 | 999.9 | 999.9 | 999.9 | 999.9 | 999.9 | 999.9 | 999.9 | 999.9 | 999.9 | 999.9 | 999.9 | 999.9 | 999.9 | 999.9 | 999.9 | 999.9 | 999.9 | 999.9 | 999.9 | 999.9 | 999.9 | 999.9 | 999.9 | 999.9 | 999.9 | 999.9 | 999.9 | 999.9 | 999.9 | 999.9 | 999.9 | 999.9 | 999.9 | 999.9 | 999.9 | 999.9 | 999.9 | 999.9 | 999.9 | 999.9 | 999.9 | 999.9 | 999.9 | 999.9
'50 | CS' | 999.9 | 999.9 | 999.9 | 999.9 | 999.9 | 999.9 | 999.9 | 999.9 | 999.9 | 999.9 | 999.9 | 999.9 | 999.9 | 999.9 | 999.9 | 999.9 | 999.9 | 999.9 | 999.9 | 999.9 | 999.9 | 999.9 | 999.9 | 999.9 | 999.9 | 999.9 | 999.9 | 999.9 | 999.9 | 999.9 | 999.9 | 999.9 | 999.9 | 999.9 | 999.9 | 999.9 | 999.9 | 999.9 | 999.9 | 999.9 | 999.9 | 999.9 | 999.9 | 999.9 | 999.9 | 999.9 | 999.9 | 999.9 | 999.9 | 999.9 | 999.9
'51 | FC' | 999.9 | 999.9 | 999.9 | 999.9 | 999.9 | 999.9 | 999.9 | 999.9 | 999.9 | 999.9 | 999.9 | 999.9 | 999.9 | 999.9 | 999.9 | 999.9 | 999.9 | 999.9 | 999.9 | 999.9 | 999.9 | 999.9 | 999.9 | 999.9 | 999.9 | 999.9 | 999.9 | 999.9 | 999.9 | 999.9 | 999.9 | 999.9 | 999.9 | 999.9 | 999.9 | 999.9 | 999.9 | 999.9 | 999.9 | 999.9 | 999.9 | 999.9 | 999.9 | 999.9 | 999.9 | 999.9 | 999.9 | 999.9 | 999.9 | 999.9 | 999.9
'52 | CN' | 999.9 | 999.9 | 999.9 | 999.9 | 999.9 | 999.9 | 999.9 | 999.9 | 999.9 | 999.9 | 999.9 | 999.9 | 999.9 | 999.9 | 999.9 | 999.9 | 999.9 | 999.9 | 999.9 | 999.9 | 999.9 | 999.9 | 999.9 | 999.9 | 999.9 | 999.9 | 999.9 | 999.9 | 999.9 | 999.9 | 999.9 | 999.9 | 999.9 | 999.9 | 999.9 | 999.9 | 999.9 | 999.9 | 999.9 | 999.9 | 999.9 | 999.9 | 999.9 | 999.9 | 999.9 | 999.9 | 999.9 | 999.9 | 999.9 | 999.9 | 999.9
'53 | AN' | 999.9 | 999.9 | 999.9 | 999.9 | 999.9 | 999.9 | 999.9 | 999.9 | 999.9 | 999.9 | 999.9 | 999.9 | 999.9 | 999.9 | 999.9 | 999.9 | 999.9 | 999.9 | 999.9 | 999.9 | 999.9 | 999.9 | 999.9 | 999.9 | 999.9 | 999.9 | 999.9 | 999.9 | 999.9 | 999.9 | 999.9 | 999.9 | 999.9 | 999.9 | 999.9 | 999.9 | 999.9 | 999.9 | 999.9 | 999.9 | 999.9 | 999.9 | 999.9 | 999.9 | 999.9 | 999.9 | 999.9 | 999.9 | 999.9 | 999.9 | 999.9
'54 | SM' | 999.9 | 999.9 | 999.9 | 999.9 | 999.9 | 999.9 | 999.9 | 999.9 | 999.9 | 999.9 | 999.9 | 999.9 | 999.9 | 999.9 | 999.9 | 999.9 | 999.9 | 999.9 | 999.9 | 999.9 | 999.9 | 999.9 | 999.9 | 999.9 | 999.9 | 999.9 | 999.9 | 999.9 | 999.9 | 999.9 | 999.9 | 999.9 | 999.9 | 999.9 | 999.9 | 999.9 | 999.9 | 999.9 | 999.9 | 999.9 | 999.9 | 999.9 | 999.9 | 999.9 | 999.9 | 999.9 | 999.9 | 999.9 | 999.9 | 999.9 | 999.9
'55 | GN' | 999.9 | 999.9 | 999.9 | 999.9 | 999.9 | 999.9 | 999.9 | 999.9 | 999.9 | 999.9 | 999.9 | 999.9 | 999.9 | 999.9 | 999.9 | 999.9 | 999.9 | 999.9 | 999.9 | 999.9 | 999.9 | 999.9 | 999.9 | 999.9 | 999.9 | 999.9 | 999.9 | 999.9 | 999.9 | 999.9 | 999.9 | 999.9 | 999.9 | 999.9 | 999.9 | 999.9 | 999.9 | 999.9 | 999.9 | 999.9 | 999.9 | 999.9 | 999.9 | 999.9 | 999.9 | 999.9 | 999.9 | 999.9 | 999.9 | 999.9 | 999.9
'56 | WD' | 999.9 | 999.9 | 999.9 | 999.9 | 999.9 | 999.9 | 999.9 | 999.9 | 999.9 | 999.9 | 999.9 | 999.9 | 999.9 | 999.9 | 999.9 | 999.9 | 999.9 | 999.9 | 999.9 | 999.9 | 999.9 | 999.9 | 999.9 | 999.9 | 999.9 | 999.9 | 999.9 | 999.9 | 999.9 | 999.9 | 999.9 | 999.9 | 999.9 | 999.9 | 999.9 | 999.9 | 999.9 | 999.9 | 999.9 | 999.9 | 999.9 | 999.9 | 999.9 | 999.9 | 999.9 | 999.9 | 999.9 | 999.9 | 999.9 | 999.9 | 999.9
'57 | BI' | 999.9 | 999.9 | 999.9 | 999.9 | 999.9 | 999.9 | 999.9 | 999.9 | 999.9 | 999.9 | 999.9 | 999.9 | 999.9 | 999.9 | 999.9 | 999.9 | 999.9 | 999.9 | 999.9 | 999.9 | 999.9 | 999.9 | 999.9 | 999.9 | 999.9 | 999.9 | 999.9 | 999.9 | 999.9 | 999.9 | 999.9 | 999.9 | 999.9 | 999.9 | 999.9 | 999.9 | 999.9 | 999.9 | 999.9 | 999.9 | 999.9 | 999.9 | 999.9 | 999.9 | 999.9 | 999.9 | 999.9 | 999.9 | 999.9 | 999.9 | 999.9
'58 | GT' | 999.9 | 999.9 | 999.9 | 999.9 | 999.9 | 999.9 | 999.9 | 999.9 | 999.9 | 999.9 | 999.9 | 999.9 | 999.9 | 999.9 | 999.9 | 999.9 | 999.9 | 999.9 | 999.9 | 999.9 | 999.9 | 999.9 | 999.9 | 999.9 | 999.9 | 999.9 | 999.9 | 999.9 | 999.9 | 999.9 | 999.9 | 999.9 | 999.9 | 999.9 | 999.9 | 999.9 | 999.9 | 999.9 | 999.9 | 999.9 | 999.9 | 999.9 | 999.9 | 999.9 | 999.9 | 999.9 | 999.9 | 999.9 | 999.9 | 999.9 | 999.9
'59 | AG' | 999.9 | 999.9 | 999.9 | 999.9 | 999.9 | 999.9 | 999.9 | 999.9 | 999.9 | 999.9 | 999.9 | 999.9 | 999.9 | 999.9 | 999.9 | 999.9 | 999.9 | 999.9 | 999.9 | 999.9 | 999.9 | 999.9 | 999.9 | 999.9 | 999.9 | 999.9 | 999.9 | 999.9 | 999.9 | 999.9 | 999.9 | 999.9 | 999.9 | 999.9 | 999.9 | 999.9 | 999.9 | 999.9 | 999.9 | 999.9 | 999.9 | 999.9 | 999.9 | 999.9 | 999.9 | 999.9 | 999.9 | 999.9 | 999.9 | 999.9 | 999.9
'60 | MS' | 0 | 0 | 0 | 0 | 0 | 0 | 0 | 0 | 0 | 0 | 0 | 0 | 0 | 0 | 0 | 0 | 0 | 0 | 0 | 0 | 0 | 0 | 0 | 0 | 0 | 0 | 0 | 0 | 0 | 0 | 0 | 0 | 0 | 0 | 0 | 0 | 0 | 0 | 0 | 0 | 0 | 0 | 0 | 0 | 0 | 0 | 0 | 0 | 0 | 0 | 0
'61 | HY' | 999.9 | 999.9 | 999.9 | 999.9 | 999.9 | 999.9 | 999.9 | 999.9 | 999.9 | 999.9 | 999.9 | 999.9 | 999.9 | 999.9 | 999.9 | 999.9 | 999.9 | 999.9 | 999.9 | 999.9 | 999.9 | 999.9 | 999.9 | 999.9 | 999.9 | 999.9 | 999.9 | 999.9 | 999.9 | 999.9 | 999.9 | 999.9 | 999.9 | 999.9 | 999.9 | 999.9 | 999.9 | 999.9 | 999.9 | 999.9 | 999.9 | 999.9 | 999.9 | 999.9 | 999.9 | 999.9 | 999.9 | 999.9 | 999.9 | 999.9 | 999.9
'62 | HO' | 999.9 | 999.9 | 999.9 | 999.9 | 999.9 | 999.9 | 999.9 | 999.9 | 999.9 | 999.9 | 999.9 | 999.9 | 999.9 | 999.9 | 999.9 | 999.9 | 999.9 | 999.9 | 999.9 | 999.9 | 999.9 | 999.9 | 999.9 | 999.9 | 999.9 | 999.9 | 999.9 | 999.9 | 999.9 | 999.9 | 999.9 | 999.9 | 999.9 | 999.9 | 999.9 | 999.9 | 999.9 | 999.9 | 999.9 | 999.9 | 999.9 | 999.9 | 999.9 | 999.9 | 999.9 | 999.9 | 999.9 | 999.9 | 999.9 | 999.9 | 999.9
'63 | HI' | 999.9 | 999.9 | 999.9 | 999.9 | 999.9 | 999.9 | 999.9 | 999.9 | 999.9 | 999.9 | 999.9 | 999.9 | 999.9 | 999.9 | 999.9 | 999.9 | 999.9 | 999.9 | 999.9 | 999.9 | 999.9 | 999.9 | 999.9 | 999.9 | 999.9 | 999.9 | 999.9 | 999.9 | 999.9 | 999.9 | 999.9 | 999.9 | 999.9 | 999.9 | 999.9 | 999.9 | 999.9 | 999.9 | 999.9 | 999.9 | 999.9 | 999.9 | 999.9 | 999.9 | 999.9 | 999.9 | 999.9 | 999.9 | 999.9 | 999.9 | 999.9
'64 | TI' | 999.9 | 999.9 | 999.9 | 999.9 | 999.9 | 999.9 | 999.9 | 999.9 | 999.9 | 999.9 | 999.9 | 999.9 | 999.9 | 999.9 | 999.9 | 999.9 | 999.9 | 999.9 | 999.9 | 999.9 | 999.9 | 999.9 | 999.9 | 999.9 | 999.9 | 999.9 | 999.9 | 999.9 | 999.9 | 999.9 | 999.9 | 999.9 | 999.9 | 999.9 | 999.9 | 999.9 | 999.9 | 999.9 | 999.9 | 999.9 | 999.9 | 999.9 | 999.9 | 999.9 | 999.9 | 999.9 | 999.9 | 999.9 | 999.9 | 999.9 | 999.9
'65 | PS' | 999.9 | 999.9 | 999.9 | 999.9 | 999.9 | 999.9 | 999.9 | 999.9 | 999.9 | 999.9 | 999.9 | 999.9 | 999.9 | 999.9 | 999.9 | 999.9 | 999.9 | 999.9 | 999.9 | 999.9 | 999.9 | 999.9 | 999.9 | 999.9 | 999.9 | 999.9 | 999.9 | 999.9 | 999.9 | 999.9 | 999.9 | 999.9 | 999.9 | 999.9 | 999.9 | 999.9 | 999.9 | 999.9 | 999.9 | 999.9 | 999.9 | 999.9 | 999.9 | 999.9 | 999.9 | 999.9 | 999.9 | 999.9 | 999.9 | 999.9 | 999.9
'66 | P2' | 999.9 | 999.9 | 999.9 | 999.9 | 999.9 | 999.9 | 999.9 | 999.9 | 999.9 | 999.9 | 999.9 | 999.9 | 999.9 | 999.9 | 999.9 | 999.9 | 999.9 | 999.9 | 999.9 | 999.9 | 999.9 | 999.9 | 999.9 | 999.9 | 999.9 | 999.9 | 999.9 | 999.9 | 999.9 | 999.9 | 999.9 | 999.9 | 999.9 | 999.9 | 999.9 | 999.9 | 999.9 | 999.9 | 999.9 | 999.9 | 999.9 | 999.9 | 999.9 | 999.9 | 999.9 | 999.9 | 999.9 | 999.9 | 999.9 | 999.9 | 999.9
'67 | SQ' | 999.9 | 999.9 | 999.9 | 999.9 | 999.9 | 999.9 | 999.9 | 999.9 | 999.9 | 999.9 | 999.9 | 999.9 | 999.9 | 999.9 | 999.9 | 999.9 | 999.9 | 999.9 | 999.9 | 999.9 | 999.9 | 999.9 | 999.9 | 999.9 | 999.9 | 999.9 | 999.9 | 999.9 | 999.9 | 999.9 | 999.9 | 999.9 | 999.9 | 999.9 | 999.9 | 999.9 | 999.9 | 999.9 | 999.9 | 999.9 | 999.9 | 999.9 | 999.9 | 999.9 | 999.9 | 999.9 | 999.9 | 999.9 | 999.9 | 999.9 | 999.9
'68 | DS' | 999.9 | 999.9 | 999.9 | 999.9 | 999.9 | 999.9 | 999.9 | 999.9 | 999.9 | 999.9 | 999.9 | 999.9 | 999.9 | 999.9 | 999.9 | 999.9 | 999.9 | 999.9 | 999.9 | 999.9 | 999.9 | 999.9 | 999.9 | 999.9 | 999.9 | 999.9 | 999.9 | 999.9 | 999.9 | 999.9 | 999.9 | 999.9 | 999.9 | 999.9 | 999.9 | 999.9 | 999.9 | 999.9 | 999.9 | 999.9 | 999.9 | 999.9 | 999.9 | 999.9 | 999.9 | 999.9 | 999.9 | 999.9 | 999.9 | 999.9 | 999.9
'69 | OS' | 999.9 | 999.9 | 999.9 | 999.9 | 999.9 | 999.9 | 999.9 | 999.9 | 999.9 | 999.9 | 999.9 | 999.9 | 999.9 | 999.9 | 999.9 | 999.9 | 999.9 | 999.9 | 999.9 | 999.9 | 999.9 | 999.9 | 999.9 | 999.9 | 999.9 | 999.9 | 999.9 | 999.9 | 999.9 | 999.9 | 999.9 | 999.9 | 999.9 | 999.9 | 999.9 | 999.9 | 999.9 | 999.9 | 999.9 | 999.9 | 999.9 | 999.9 | 999.9 | 999.9 | 999.9 | 999.9 | 999.9 | 999.9 | 999.9 | 999.9 | 999.9
'70 | WN' | 999.9 | 999.9 | 999.9 | 999.9 | 999.9 | 999.9 | 999.9 | 999.9 | 999.9 | 999.9 | 999.9 | 999.9 | 999.9 | 999.9 | 999.9 | 999.9 | 999.9 | 999.9 | 999.9 | 999.9 | 999.9 | 999.9 | 999.9 | 999.9 | 999.9 | 999.9 | 999.9 | 999.9 | 999.9 | 999.9 | 999.9 | 999.9 | 999.9 | 999.9 | 999.9 | 999.9 | 999.9 | 999.9 | 999.9 | 999.9 | 999.9 | 999.9 | 999.9 | 999.9 | 999.9 | 999.9 | 999.9 | 999.9 | 999.9 | 999.9 | 999.9
'71 | WL' | 999.9 | 999.9 | 999.9 | 999.9 | 999.9 | 999.9 | 999.9 | 999.9 | 999.9 | 999.9 | 999.9 | 999.9 | 999.9 | 999.9 | 999.9 | 999.9 | 999.9 | 999.9 | 999.9 | 999.9 | 999.9 | 999.9 | 999.9 | 999.9 | 999.9 | 999.9 | 999.9 | 999.9 | 999.9 | 999.9 | 999.9 | 999.9 | 999.9 | 999.9 | 999.9 | 999.9 | 999.9 | 999.9 | 999.9 | 999.9 | 999.9 | 999.9 | 999.9 | 999.9 | 999.9 | 999.9 | 999.9 | 999.9 | 999.9 | 999.9 | 999.9
'72 | WF' | 999.9 | 999.9 | 999.9 | 999.9 | 999.9 | 999.9 | 999.9 | 999.9 | 999.9 | 999.9 | 999.9 | 999.9 | 999.9 | 999.9 | 999.9 | 999.9 | 999.9 | 999.9 | 999.9 | 999.9 | 999.9 | 999.9 | 999.9 | 999.9 | 999.9 | 999.9 | 999.9 | 999.9 | 999.9 | 999.9 | 999.9 | 999.9 | 999.9 | 999.9 | 999.9 | 999.9 | 999.9 | 999.9 | 999.9 | 999.9 | 999.9 | 999.9 | 999.9 | 999.9 | 999.9 | 999.9 | 999.9 | 999.9 | 999.9 | 999.9 | 999.9
'73 | SO' | 999.9 | 999.9 | 999.9 | 999.9 | 999.9 | 999.9 | 999.9 | 999.9 | 999.9 | 999.9 | 999.9 | 999.9 | 999.9 | 999.9 | 999.9 | 999.9 | 999.9 | 999.9 | 999.9 | 999.9 | 999.9 | 999.9 | 999.9 | 999.9 | 999.9 | 999.9 | 999.9 | 999.9 | 999.9 | 999.9 | 999.9 | 999.9 | 999.9 | 999.9 | 999.9 | 999.9 | 999.9 | 999.9 | 999.9 | 999.9 | 999.9 | 999.9 | 999.9 | 999.9 | 999.9 | 999.9 | 999.9 | 999.9 | 999.9 | 999.9 | 999.9
'74 | SS' | 999.9 | 999.9 | 999.9 | 999.9 | 999.9 | 999.9 | 999.9 | 999.9 | 999.9 | 999.9 | 999.9 | 999.9 | 999.9 | 999.9 | 999.9 | 999.9 | 999.9 | 999.9 | 999.9 | 999.9 | 999.9 | 999.9 | 999.9 | 999.9 | 999.9 | 999.9 | 999.9 | 999.9 | 999.9 | 999.9 | 999.9 | 999.9 | 999.9 | 999.9 | 999.9 | 999.9 | 999.9 | 999.9 | 999.9 | 999.9 | 999.9 | 999.9 | 999.9 | 999.9 | 999.9 | 999.9 | 999.9 | 999.9 | 999.9 | 999.9 | 999.9
'75 | S2' | 999.9 | 999.9 | 999.9 | 999.9 | 999.9 | 999.9 | 999.9 | 999.9 | 999.9 | 999.9 | 999.9 | 999.9 | 999.9 | 999.9 | 999.9 | 999.9 | 999.9 | 999.9 | 999.9 | 999.9 | 999.9 | 999.9 | 999.9 | 999.9 | 999.9 | 999.9 | 999.9 | 999.9 | 999.9 | 999.9 | 999.9 | 999.9 | 999.9 | 999.9 | 999.9 | 999.9 | 999.9 | 999.9 | 999.9 | 999.9 | 999.9 | 999.9 | 999.9 | 999.9 | 999.9 | 999.9 | 999.9 | 999.9 | 999.9 | 999.9 | 999.9
'76 | PV' | 999.9 | 999.9 | 999.9 | 999.9 | 999.9 | 999.9 | 999.9 | 999.9 | 999.9 | 999.9 | 999.9 | 999.9 | 999.9 | 999.9 | 999.9 | 999.9 | 999.9 | 999.9 | 999.9 | 999.9 | 999.9 | 999.9 | 999.9 | 999.9 | 999.9 | 999.9 | 999.9 | 999.9 | 999.9 | 999.9 | 999.9 | 999.9 | 999.9 | 999.9 | 999.9 | 999.9 | 999.9 | 999.9 | 999.9 | 999.9 | 999.9 | 999.9 | 999.9 | 999.9 | 999.9 | 999.9 | 999.9 | 999.9 | 999.9 | 999.9 | 999.9
'77 | PT' | 999.9 | 999.9 | 999.9 | 999.9 | 999.9 | 999.9 | 999.9 | 999.9 | 999.9 | 999.9 | 999.9 | 999.9 | 999.9 | 999.9 | 999.9 | 999.9 | 999.9 | 999.9 | 999.9 | 999.9 | 999.9 | 999.9 | 999.9 | 999.9 | 999.9 | 999.9 | 999.9 | 999.9 | 999.9 | 999.9 | 999.9 | 999.9 | 999.9 | 999.9 | 999.9 | 999.9 | 999.9 | 999.9 | 999.9 | 999.9 | 999.9 | 999.9 | 999.9 | 999.9 | 999.9 | 999.9 | 999.9 | 999.9 | 999.9 | 999.9 | 999.9
'78 | IN' | 999.9 | 999.9 | 999.9 | 999.9 | 999.9 | 999.9 | 999.9 | 999.9 | 999.9 | 999.9 | 999.9 | 999.9 | 999.9 | 999.9 | 999.9 | 999.9 | 999.9 | 999.9 | 999.9 | 999.9 | 999.9 | 999.9 | 999.9 | 999.9 | 999.9 | 999.9 | 999.9 | 999.9 | 999.9 | 999.9 | 999.9 | 999.9 | 999.9 | 999.9 | 999.9 | 999.9 | 999.9 | 999.9 | 999.9 | 999.9 | 999.9 | 999.9 | 999.9 | 999.9 | 999.9 | 999.9 | 999.9 | 999.9 | 999.9 | 999.9 | 999.9
'79 | DB' | 999.9 | 999.9 | 999.9 | 999.9 | 999.9 | 999.9 | 999.9 | 999.9 | 999.9 | 999.9 | 999.9 | 999.9 | 999.9 | 999.9 | 999.9 | 999.9 | 999.9 | 999.9 | 999.9 | 999.9 | 999.9 | 999.9 | 999.9 | 999.9 | 999.9 | 999.9 | 999.9 | 999.9 | 999.9 | 999.9 | 999.9 | 999.9 | 999.9 | 999.9 | 999.9 | 999.9 | 999.9 | 999.9 | 999.9 | 999.9 | 999.9 | 999.9 | 999.9 | 999.9 | 999.9 | 999.9 | 999.9 | 999.9 | 999.9 | 999.9 | 999.9
'80 | DP' | 999.9 | 999.9 | 999.9 | 999.9 | 999.9 | 999.9 | 999.9 | 999.9 | 999.9 | 999.9 | 999.9 | 999.9 | 999.9 | 999.9 | 999.9 | 999.9 | 999.9 | 999.9 | 999.9 | 999.9 | 999.9 | 999.9 | 999.9 | 999.9 | 999.9 | 999.9 | 999.9 | 999.9 | 999.9 | 999.9 | 999.9 | 999.9 | 999.9 | 999.9 | 999.9 | 999.9 | 999.9 | 999.9 | 999.9 | 999.9 | 999.9 | 999.9 | 999.9 | 999.9 | 999.9 | 999.9 | 999.9 | 999.9 | 999.9 | 999.9 | 999.9
OVRBLD: MAX INCREASE OVRBLDS DURING PLANNING HORIZON (DYNAMIC) -- CARBON CASES
#### UPOVBDYR: START YEAR FOR MAXIMUM ALLOWABLE INCREASE IN OVERBUILD FRACTION
#### UPOVBDRT: MAX. ALLOWABLE INCREASE IN OVERBUILD FRACTION
#### | UPOVBDSY | 2000: UPOVBDRT; 2001: (NOT; 2002: USED; 2003: IF; 2004: UPOVBDSY; 2005: =; 2006: 0)
'OVBD' | 0 | 2000: 0
OVERBUILD SW: OVERBUILD CONSTRAINT (1=FRAC PEAK,2=FRAC OF CAPACITY)
#### | UPOVBDSW
'OVSW' | 0
OVRBLD: YR BY YR RATE (USE UNLESS ABOVE RATE IS USED)
UPOVRBLD: FRAC OF PEAK DEMAND ALLOWED FOR ECON. RETS. BY ONLINE YEAR
'2000' | 0.02
'2001' | 0.02
'2002' | 0.02
'2003' | 0.02
'2004' | 0.02
'2005' | 0.03
'2006' | 0.03
'2007' | 0.03
'2008' | 0.03
'2009' | 0.03
'2010' | 0.03
'2011' | 0.03
'2012' | 0.03
'2013' | 0.03
'2014' | 0.03
'2015' | 0.03
'2016' | 0.03
'2017' | 0.03
'2018' | 0.03
'2019' | 0.03
'2020' | 0.03
'2021' | 0.03
'2022' | 0.03
'2023' | 0.03
'2024' | 0.03
'2025' | 0.03
'2026' | 0.03
'2027' | 0.03
'2028' | 0.03
'2029' | 0.03
'2030' | 0.03
'2031' | 0.03
'2032' | 0.03
'2033' | 0.03
'2034' | 0.03
'2035' | 0.03
'2036' | 0.03
'2037' | 0.03
'2038' | 0.03
'2039' | 0.03
'2040' | 0.03
'2041' | 0.03
'2042' | 0.03
'2043' | 0.03
'2044' | 0.03
'2045' | 0.03
'2046' | 0.03
'2047' | 0.03
'2048' | 0.03
'2049' | 0.03
'2050' | 0.03
P2LIM: YR BY YR LIMIT OF PEAK DEMAND FOR P2 CAPACITY (FRAC) -- 1.0 = UNLIMITED
UPP2LIM: FRAC OF PEAK DEMAND ALLOWED FOR P2 CAPACITY
'2000' | 0.006 | 2000: 0.018; 2001: 0.054; 2002: 0.054; 2003: 0.029; 2004: 0.029; 2005: 0.029; 2006: 0.029; 2007: 0.03; 2008: 0.03; 2009: 0.03; 2010: 0.008; 2011: 0.008; 2012: 0.008; 2013: 0.008; 2014: 0.008; 2015: 0.044; 2016: 0.044; 2017: 0.009; 2018: 0.009; 2019: 0.009; 2020: 0.009; 2021: 0.009; 2022: 0.009; 2023: 0.009
'2001' | 0.006 | 2000: 0.018; 2001: 0.054; 2002: 0.054; 2003: 0.029; 2004: 0.029; 2005: 0.029; 2006: 0.029; 2007: 0.03; 2008: 0.03; 2009: 0.03; 2010: 0.008; 2011: 0.008; 2012: 0.008; 2013: 0.008; 2014: 0.008; 2015: 0.044; 2016: 0.044; 2017: 0.009; 2018: 0.009; 2019: 0.009; 2020: 0.009; 2021: 0.009; 2022: 0.009; 2023: 0.009
'2002' | 0.006 | 2000: 0.018; 2001: 0.054; 2002: 0.054; 2003: 0.029; 2004: 0.029; 2005: 0.029; 2006: 0.029; 2007: 0.03; 2008: 0.03; 2009: 0.03; 2010: 0.008; 2011: 0.008; 2012: 0.008; 2013: 0.008; 2014: 0.008; 2015: 0.044; 2016: 0.044; 2017: 0.009; 2018: 0.009; 2019: 0.009; 2020: 0.009; 2021: 0.009; 2022: 0.009; 2023: 0.009
'2003' | 0.006 | 2000: 0.018; 2001: 0.054; 2002: 0.054; 2003: 0.029; 2004: 0.029; 2005: 0.029; 2006: 0.029; 2007: 0.03; 2008: 0.03; 2009: 0.03; 2010: 0.008; 2011: 0.008; 2012: 0.008; 2013: 0.008; 2014: 0.008; 2015: 0.044; 2016: 0.044; 2017: 0.009; 2018: 0.009; 2019: 0.009; 2020: 0.009; 2021: 0.009; 2022: 0.009; 2023: 0.009
'2004' | 0.006 | 2000: 0.018; 2001: 0.054; 2002: 0.054; 2003: 0.029; 2004: 0.029; 2005: 0.029; 2006: 0.029; 2007: 0.03; 2008: 0.03; 2009: 0.03; 2010: 0.008; 2011: 0.008; 2012: 0.008; 2013: 0.008; 2014: 0.008; 2015: 0.044; 2016: 0.044; 2017: 0.009; 2018: 0.009; 2019: 0.009; 2020: 0.009; 2021: 0.009; 2022: 0.009; 2023: 0.009
'2005' | 0.006 | 2000: 0.018; 2001: 0.054; 2002: 0.054; 2003: 0.029; 2004: 0.029; 2005: 0.029; 2006: 0.029; 2007: 0.03; 2008: 0.03; 2009: 0.03; 2010: 0.008; 2011: 0.008; 2012: 0.008; 2013: 0.008; 2014: 0.008; 2015: 0.044; 2016: 0.044; 2017: 0.009; 2018: 0.009; 2019: 0.009; 2020: 0.009; 2021: 0.009; 2022: 0.009; 2023: 0.009
'2006' | 0.006 | 2000: 0.018; 2001: 0.054; 2002: 0.054; 2003: 0.029; 2004: 0.029; 2005: 0.029; 2006: 0.029; 2007: 0.03; 2008: 0.03; 2009: 0.03; 2010: 0.008; 2011: 0.008; 2012: 0.008; 2013: 0.008; 2014: 0.008; 2015: 0.044; 2016: 0.044; 2017: 0.009; 2018: 0.009; 2019: 0.009; 2020: 0.009; 2021: 0.009; 2022: 0.009; 2023: 0.009
'2007' | 0.006 | 2000: 0.018; 2001: 0.054; 2002: 0.054; 2003: 0.029; 2004: 0.029; 2005: 0.029; 2006: 0.029; 2007: 0.03; 2008: 0.03; 2009: 0.03; 2010: 0.008; 2011: 0.008; 2012: 0.008; 2013: 0.008; 2014: 0.008; 2015: 0.044; 2016: 0.044; 2017: 0.009; 2018: 0.009; 2019: 0.009; 2020: 0.009; 2021: 0.009; 2022: 0.009; 2023: 0.009
'2008' | 0.006 | 2000: 0.018; 2001: 0.054; 2002: 0.054; 2003: 0.029; 2004: 0.029; 2005: 0.029; 2006: 0.029; 2007: 0.03; 2008: 0.03; 2009: 0.03; 2010: 0.008; 2011: 0.008; 2012: 0.008; 2013: 0.008; 2014: 0.008; 2015: 0.044; 2016: 0.044; 2017: 0.009; 2018: 0.009; 2019: 0.009; 2020: 0.009; 2021: 0.009; 2022: 0.009; 2023: 0.009
'2009' | 0.006 | 2000: 0.018; 2001: 0.054; 2002: 0.054; 2003: 0.029; 2004: 0.029; 2005: 0.029; 2006: 0.029; 2007: 0.03; 2008: 0.03; 2009: 0.03; 2010: 0.008; 2011: 0.008; 2012: 0.008; 2013: 0.008; 2014: 0.008; 2015: 0.044; 2016: 0.044; 2017: 0.009; 2018: 0.009; 2019: 0.009; 2020: 0.009; 2021: 0.009; 2022: 0.009; 2023: 0.009
'2010' | 0.007 | 2000: 0.019; 2001: 0.055; 2002: 0.055; 2003: 0.03; 2004: 0.03; 2005: 0.03; 2006: 0.03; 2007: 0.03; 2008: 0.03; 2009: 0.03; 2010: 0.009; 2011: 0.009; 2012: 0.009; 2013: 0.009; 2014: 0.009; 2015: 0.045; 2016: 0.045; 2017: 0.01; 2018: 0.01; 2019: 0.01; 2020: 0.01; 2021: 0.01; 2022: 0.01; 2023: 0.01
'2011' | 0.008 | 2000: 0.02; 2001: 0.055; 2002: 0.055; 2003: 0.03; 2004: 0.03; 2005: 0.03; 2006: 0.03; 2007: 0.03; 2008: 0.03; 2009: 0.03; 2010: 0.01; 2011: 0.01; 2012: 0.01; 2013: 0.01; 2014: 0.01; 2015: 0.045; 2016: 0.045; 2017: 0.01; 2018: 0.01; 2019: 0.01; 2020: 0.01; 2021: 0.01; 2022: 0.01; 2023: 0.01
'2012' | 0.009 | 2000: 0.021; 2001: 0.055; 2002: 0.055; 2003: 0.03; 2004: 0.03; 2005: 0.03; 2006: 0.03; 2007: 0.03; 2008: 0.03; 2009: 0.03; 2010: 0.012; 2011: 0.012; 2012: 0.012; 2013: 0.012; 2014: 0.012; 2015: 0.045; 2016: 0.045; 2017: 0.011; 2018: 0.011; 2019: 0.011; 2020: 0.011; 2021: 0.011; 2022: 0.011; 2023: 0.011
'2013' | 0.01 | 2000: 0.022; 2001: 0.055; 2002: 0.055; 2003: 0.031; 2004: 0.031; 2005: 0.031; 2006: 0.031; 2007: 0.03; 2008: 0.03; 2009: 0.03; 2010: 0.013; 2011: 0.013; 2012: 0.013; 2013: 0.013; 2014: 0.013; 2015: 0.045; 2016: 0.045; 2017: 0.012; 2018: 0.012; 2019: 0.012; 2020: 0.012; 2021: 0.012; 2022: 0.012; 2023: 0.012
'2014' | 0.012 | 2000: 0.022; 2001: 0.055; 2002: 0.055; 2003: 0.031; 2004: 0.031; 2005: 0.031; 2006: 0.031; 2007: 0.03; 2008: 0.03; 2009: 0.03; 2010: 0.015; 2011: 0.015; 2012: 0.015; 2013: 0.015; 2014: 0.015; 2015: 0.045; 2016: 0.045; 2017: 0.013; 2018: 0.013; 2019: 0.013; 2020: 0.013; 2021: 0.013; 2022: 0.013; 2023: 0.013
'2015' | 0.014 | 2000: 0.023; 2001: 0.055; 2002: 0.055; 2003: 0.032; 2004: 0.032; 2005: 0.032; 2006: 0.032; 2007: 0.03; 2008: 0.03; 2009: 0.03; 2010: 0.016; 2011: 0.016; 2012: 0.016; 2013: 0.016; 2014: 0.016; 2015: 0.045; 2016: 0.045; 2017: 0.014; 2018: 0.014; 2019: 0.014; 2020: 0.014; 2021: 0.014; 2022: 0.014; 2023: 0.014
'2016' | 0.016 | 2000: 0.024; 2001: 0.055; 2002: 0.055; 2003: 0.032; 2004: 0.032; 2005: 0.032; 2006: 0.032; 2007: 0.031; 2008: 0.031; 2009: 0.031; 2010: 0.018; 2011: 0.018; 2012: 0.018; 2013: 0.018; 2014: 0.018; 2015: 0.045; 2016: 0.045; 2017: 0.015; 2018: 0.015; 2019: 0.015; 2020: 0.015; 2021: 0.015; 2022: 0.015; 2023: 0.015
'2017' | 0.018 | 2000: 0.025; 2001: 0.055; 2002: 0.055; 2003: 0.032; 2004: 0.032; 2005: 0.032; 2006: 0.032; 2007: 0.031; 2008: 0.031; 2009: 0.031; 2010: 0.02; 2011: 0.02; 2012: 0.02; 2013: 0.02; 2014: 0.02; 2015: 0.045; 2016: 0.045; 2017: 0.016; 2018: 0.016; 2019: 0.016; 2020: 0.016; 2021: 0.016; 2022: 0.016; 2023: 0.016
'2018' | 0.021 | 2000: 0.026; 2001: 0.055; 2002: 0.055; 2003: 0.033; 2004: 0.033; 2005: 0.033; 2006: 0.033; 2007: 0.031; 2008: 0.031; 2009: 0.031; 2010: 0.023; 2011: 0.023; 2012: 0.023; 2013: 0.023; 2014: 0.023; 2015: 0.045; 2016: 0.045; 2017: 0.017; 2018: 0.017; 2019: 0.017; 2020: 0.017; 2021: 0.017; 2022: 0.017; 2023: 0.017
'2019' | 0.024 | 2000: 0.027; 2001: 0.055; 2002: 0.055; 2003: 0.033; 2004: 0.033; 2005: 0.033; 2006: 0.033; 2007: 0.031; 2008: 0.031; 2009: 0.031; 2010: 0.026; 2011: 0.026; 2012: 0.026; 2013: 0.026; 2014: 0.026; 2015: 0.045; 2016: 0.045; 2017: 0.018; 2018: 0.018; 2019: 0.018; 2020: 0.018; 2021: 0.018; 2022: 0.018; 2023: 0.018
'2020' | 0.024 | 2000: 0.027; 2001: 0.055; 2002: 0.055; 2003: 0.034; 2004: 0.034; 2005: 0.034; 2006: 0.034; 2007: 0.031; 2008: 0.031; 2009: 0.031; 2010: 0.026; 2011: 0.026; 2012: 0.026; 2013: 0.026; 2014: 0.026; 2015: 0.045; 2016: 0.045; 2017: 0.018; 2018: 0.018; 2019: 0.018; 2020: 0.018; 2021: 0.018; 2022: 0.018; 2023: 0.018
'2021' | 0.024 | 2000: 0.028; 2001: 0.056; 2002: 0.056; 2003: 0.034; 2004: 0.034; 2005: 0.034; 2006: 0.034; 2007: 0.031; 2008: 0.031; 2009: 0.031; 2010: 0.026; 2011: 0.026; 2012: 0.026; 2013: 0.026; 2014: 0.026; 2015: 0.046; 2016: 0.046; 2017: 0.019; 2018: 0.019; 2019: 0.019; 2020: 0.019; 2021: 0.019; 2022: 0.019; 2023: 0.019
'2022' | 0.025 | 2000: 0.028; 2001: 0.056; 2002: 0.056; 2003: 0.034; 2004: 0.034; 2005: 0.034; 2006: 0.034; 2007: 0.032; 2008: 0.032; 2009: 0.032; 2010: 0.026; 2011: 0.026; 2012: 0.026; 2013: 0.026; 2014: 0.026; 2015: 0.046; 2016: 0.046; 2017: 0.019; 2018: 0.019; 2019: 0.019; 2020: 0.019; 2021: 0.019; 2022: 0.019; 2023: 0.019
'2023' | 0.025 | 2000: 0.028; 2001: 0.057; 2002: 0.057; 2003: 0.035; 2004: 0.035; 2005: 0.035; 2006: 0.035; 2007: 0.032; 2008: 0.032; 2009: 0.032; 2010: 0.027; 2011: 0.027; 2012: 0.027; 2013: 0.027; 2014: 0.027; 2015: 0.047; 2016: 0.047; 2017: 0.019; 2018: 0.019; 2019: 0.019; 2020: 0.019; 2021: 0.019; 2022: 0.019; 2023: 0.019
'2024' | 0.025 | 2000: 0.028; 2001: 0.058; 2002: 0.058; 2003: 0.035; 2004: 0.035; 2005: 0.035; 2006: 0.035; 2007: 0.032; 2008: 0.032; 2009: 0.032; 2010: 0.027; 2011: 0.027; 2012: 0.027; 2013: 0.027; 2014: 0.027; 2015: 0.047; 2016: 0.047; 2017: 0.019; 2018: 0.019; 2019: 0.019; 2020: 0.019; 2021: 0.019; 2022: 0.019; 2023: 0.019
'2025' | 0.025 | 2000: 0.029; 2001: 0.058; 2002: 0.058; 2003: 0.035; 2004: 0.035; 2005: 0.035; 2006: 0.035; 2007: 0.032; 2008: 0.032; 2009: 0.032; 2010: 0.027; 2011: 0.027; 2012: 0.027; 2013: 0.027; 2014: 0.027; 2015: 0.048; 2016: 0.048; 2017: 0.019; 2018: 0.019; 2019: 0.019; 2020: 0.019; 2021: 0.019; 2022: 0.019; 2023: 0.019
'2026' | 0.026 | 2000: 0.029; 2001: 0.059; 2002: 0.059; 2003: 0.036; 2004: 0.036; 2005: 0.036; 2006: 0.036; 2007: 0.033; 2008: 0.033; 2009: 0.033; 2010: 0.027; 2011: 0.027; 2012: 0.027; 2013: 0.027; 2014: 0.027; 2015: 0.048; 2016: 0.048; 2017: 0.02; 2018: 0.02; 2019: 0.02; 2020: 0.02; 2021: 0.02; 2022: 0.02; 2023: 0.02
'2027' | 0.026 | 2000: 0.029; 2001: 0.059; 2002: 0.059; 2003: 0.036; 2004: 0.036; 2005: 0.036; 2006: 0.036; 2007: 0.033; 2008: 0.033; 2009: 0.033; 2010: 0.028; 2011: 0.028; 2012: 0.028; 2013: 0.028; 2014: 0.028; 2015: 0.048; 2016: 0.048; 2017: 0.02; 2018: 0.02; 2019: 0.02; 2020: 0.02; 2021: 0.02; 2022: 0.02; 2023: 0.02
'2028' | 0.026 | 2000: 0.03; 2001: 0.06; 2002: 0.06; 2003: 0.036; 2004: 0.036; 2005: 0.036; 2006: 0.036; 2007: 0.033; 2008: 0.033; 2009: 0.033; 2010: 0.028; 2011: 0.028; 2012: 0.028; 2013: 0.028; 2014: 0.028; 2015: 0.049; 2016: 0.049; 2017: 0.02; 2018: 0.02; 2019: 0.02; 2020: 0.02; 2021: 0.02; 2022: 0.02; 2023: 0.02
'2029' | 0.027 | 2000: 0.03; 2001: 0.061; 2002: 0.061; 2003: 0.037; 2004: 0.037; 2005: 0.037; 2006: 0.037; 2007: 0.034; 2008: 0.034; 2009: 0.034; 2010: 0.028; 2011: 0.028; 2012: 0.028; 2013: 0.028; 2014: 0.028; 2015: 0.049; 2016: 0.049; 2017: 0.02; 2018: 0.02; 2019: 0.02; 2020: 0.02; 2021: 0.02; 2022: 0.02; 2023: 0.02
'2030' | 0.027 | 2000: 0.03; 2001: 0.061; 2002: 0.061; 2003: 0.037; 2004: 0.037; 2005: 0.037; 2006: 0.037; 2007: 0.034; 2008: 0.034; 2009: 0.034; 2010: 0.029; 2011: 0.029; 2012: 0.029; 2013: 0.029; 2014: 0.029; 2015: 0.05; 2016: 0.05; 2017: 0.02; 2018: 0.02; 2019: 0.02; 2020: 0.02; 2021: 0.02; 2022: 0.02; 2023: 0.02
'2031' | 0.027 | 2000: 0.03; 2001: 0.062; 2002: 0.062; 2003: 0.038; 2004: 0.038; 2005: 0.038; 2006: 0.038; 2007: 0.034; 2008: 0.034; 2009: 0.034; 2010: 0.029; 2011: 0.029; 2012: 0.029; 2013: 0.029; 2014: 0.029; 2015: 0.05; 2016: 0.05; 2017: 0.021; 2018: 0.021; 2019: 0.021; 2020: 0.021; 2021: 0.021; 2022: 0.021; 2023: 0.021
'2032' | 0.027 | 2000: 0.031; 2001: 0.062; 2002: 0.062; 2003: 0.038; 2004: 0.038; 2005: 0.038; 2006: 0.038; 2007: 0.035; 2008: 0.035; 2009: 0.035; 2010: 0.029; 2011: 0.029; 2012: 0.029; 2013: 0.029; 2014: 0.029; 2015: 0.051; 2016: 0.051; 2017: 0.021; 2018: 0.021; 2019: 0.021; 2020: 0.021; 2021: 0.021; 2022: 0.021; 2023: 0.021
'2033' | 0.028 | 2000: 0.031; 2001: 0.063; 2002: 0.063; 2003: 0.038; 2004: 0.038; 2005: 0.038; 2006: 0.038; 2007: 0.035; 2008: 0.035; 2009: 0.035; 2010: 0.029; 2011: 0.029; 2012: 0.029; 2013: 0.029; 2014: 0.029; 2015: 0.051; 2016: 0.051; 2017: 0.021; 2018: 0.021; 2019: 0.021; 2020: 0.021; 2021: 0.021; 2022: 0.021; 2023: 0.021
'2034' | 0.028 | 2000: 0.031; 2001: 0.064; 2002: 0.064; 2003: 0.039; 2004: 0.039; 2005: 0.039; 2006: 0.039; 2007: 0.036; 2008: 0.036; 2009: 0.036; 2010: 0.03; 2011: 0.03; 2012: 0.03; 2013: 0.03; 2014: 0.03; 2015: 0.052; 2016: 0.052; 2017: 0.021; 2018: 0.021; 2019: 0.021; 2020: 0.021; 2021: 0.021; 2022: 0.021; 2023: 0.021
'2035' | 0.028 | 2000: 0.032; 2001: 0.064; 2002: 0.064; 2003: 0.039; 2004: 0.039; 2005: 0.039; 2006: 0.039; 2007: 0.036; 2008: 0.036; 2009: 0.036; 2010: 0.03; 2011: 0.03; 2012: 0.03; 2013: 0.03; 2014: 0.03; 2015: 0.053; 2016: 0.053; 2017: 0.021; 2018: 0.021; 2019: 0.021; 2020: 0.021; 2021: 0.021; 2022: 0.021; 2023: 0.021
'2036' | 0.028 | 2000: 0.032; 2001: 0.065; 2002: 0.065; 2003: 0.039; 2004: 0.039; 2005: 0.039; 2006: 0.039; 2007: 0.036; 2008: 0.036; 2009: 0.036; 2010: 0.03; 2011: 0.03; 2012: 0.03; 2013: 0.03; 2014: 0.03; 2015: 0.053; 2016: 0.053; 2017: 0.022; 2018: 0.022; 2019: 0.022; 2020: 0.022; 2021: 0.022; 2022: 0.022; 2023: 0.022
'2037' | 0.029 | 2000: 0.032; 2001: 0.066; 2002: 0.066; 2003: 0.04; 2004: 0.04; 2005: 0.04; 2006: 0.04; 2007: 0.037; 2008: 0.037; 2009: 0.037; 2010: 0.031; 2011: 0.031; 2012: 0.031; 2013: 0.031; 2014: 0.031; 2015: 0.054; 2016: 0.054; 2017: 0.022; 2018: 0.022; 2019: 0.022; 2020: 0.022; 2021: 0.022; 2022: 0.022; 2023: 0.022
'2038' | 0.029 | 2000: 0.033; 2001: 0.066; 2002: 0.066; 2003: 0.04; 2004: 0.04; 2005: 0.04; 2006: 0.04; 2007: 0.037; 2008: 0.037; 2009: 0.037; 2010: 0.031; 2011: 0.031; 2012: 0.031; 2013: 0.031; 2014: 0.031; 2015: 0.054; 2016: 0.054; 2017: 0.022; 2018: 0.022; 2019: 0.022; 2020: 0.022; 2021: 0.022; 2022: 0.022; 2023: 0.022
'2039' | 0.029 | 2000: 0.033; 2001: 0.067; 2002: 0.067; 2003: 0.041; 2004: 0.041; 2005: 0.041; 2006: 0.041; 2007: 0.037; 2008: 0.037; 2009: 0.037; 2010: 0.031; 2011: 0.031; 2012: 0.031; 2013: 0.031; 2014: 0.031; 2015: 0.055; 2016: 0.055; 2017: 0.022; 2018: 0.022; 2019: 0.022; 2020: 0.022; 2021: 0.022; 2022: 0.022; 2023: 0.022
'2040' | 0.03 | 2000: 0.033; 2001: 0.068; 2002: 0.068; 2003: 0.041; 2004: 0.041; 2005: 0.041; 2006: 0.041; 2007: 0.038; 2008: 0.038; 2009: 0.038; 2010: 0.032; 2011: 0.032; 2012: 0.032; 2013: 0.032; 2014: 0.032; 2015: 0.055; 2016: 0.055; 2017: 0.022; 2018: 0.022; 2019: 0.022; 2020: 0.022; 2021: 0.022; 2022: 0.022; 2023: 0.022
'2041' | 0.03 | 2000: 0.033; 2001: 0.068; 2002: 0.068; 2003: 0.041; 2004: 0.041; 2005: 0.041; 2006: 0.041; 2007: 0.038; 2008: 0.038; 2009: 0.038; 2010: 0.032; 2011: 0.032; 2012: 0.032; 2013: 0.032; 2014: 0.032; 2015: 0.055; 2016: 0.055; 2017: 0.022; 2018: 0.022; 2019: 0.022; 2020: 0.022; 2021: 0.022; 2022: 0.022; 2023: 0.022
'2042' | 0.03 | 2000: 0.033; 2001: 0.068; 2002: 0.068; 2003: 0.041; 2004: 0.041; 2005: 0.041; 2006: 0.041; 2007: 0.038; 2008: 0.038; 2009: 0.038; 2010: 0.032; 2011: 0.032; 2012: 0.032; 2013: 0.032; 2014: 0.032; 2015: 0.055; 2016: 0.055; 2017: 0.022; 2018: 0.022; 2019: 0.022; 2020: 0.022; 2021: 0.022; 2022: 0.022; 2023: 0.022
'2043' | 0.03 | 2000: 0.033; 2001: 0.068; 2002: 0.068; 2003: 0.041; 2004: 0.041; 2005: 0.041; 2006: 0.041; 2007: 0.038; 2008: 0.038; 2009: 0.038; 2010: 0.032; 2011: 0.032; 2012: 0.032; 2013: 0.032; 2014: 0.032; 2015: 0.055; 2016: 0.055; 2017: 0.022; 2018: 0.022; 2019: 0.022; 2020: 0.022; 2021: 0.022; 2022: 0.022; 2023: 0.022
'2044' | 0.03 | 2000: 0.033; 2001: 0.068; 2002: 0.068; 2003: 0.041; 2004: 0.041; 2005: 0.041; 2006: 0.041; 2007: 0.038; 2008: 0.038; 2009: 0.038; 2010: 0.032; 2011: 0.032; 2012: 0.032; 2013: 0.032; 2014: 0.032; 2015: 0.055; 2016: 0.055; 2017: 0.022; 2018: 0.022; 2019: 0.022; 2020: 0.022; 2021: 0.022; 2022: 0.022; 2023: 0.022
'2045' | 0.03 | 2000: 0.033; 2001: 0.068; 2002: 0.068; 2003: 0.041; 2004: 0.041; 2005: 0.041; 2006: 0.041; 2007: 0.038; 2008: 0.038; 2009: 0.038; 2010: 0.032; 2011: 0.032; 2012: 0.032; 2013: 0.032; 2014: 0.032; 2015: 0.055; 2016: 0.055; 2017: 0.022; 2018: 0.022; 2019: 0.022; 2020: 0.022; 2021: 0.022; 2022: 0.022; 2023: 0.022
'2046' | 0.03 | 2000: 0.033; 2001: 0.068; 2002: 0.068; 2003: 0.041; 2004: 0.041; 2005: 0.041; 2006: 0.041; 2007: 0.038; 2008: 0.038; 2009: 0.038; 2010: 0.032; 2011: 0.032; 2012: 0.032; 2013: 0.032; 2014: 0.032; 2015: 0.055; 2016: 0.055; 2017: 0.022; 2018: 0.022; 2019: 0.022; 2020: 0.022; 2021: 0.022; 2022: 0.022; 2023: 0.022
'2047' | 0.03 | 2000: 0.033; 2001: 0.068; 2002: 0.068; 2003: 0.041; 2004: 0.041; 2005: 0.041; 2006: 0.041; 2007: 0.038; 2008: 0.038; 2009: 0.038; 2010: 0.032; 2011: 0.032; 2012: 0.032; 2013: 0.032; 2014: 0.032; 2015: 0.055; 2016: 0.055; 2017: 0.022; 2018: 0.022; 2019: 0.022; 2020: 0.022; 2021: 0.022; 2022: 0.022; 2023: 0.022
'2048' | 0.03 | 2000: 0.033; 2001: 0.068; 2002: 0.068; 2003: 0.041; 2004: 0.041; 2005: 0.041; 2006: 0.041; 2007: 0.038; 2008: 0.038; 2009: 0.038; 2010: 0.032; 2011: 0.032; 2012: 0.032; 2013: 0.032; 2014: 0.032; 2015: 0.055; 2016: 0.055; 2017: 0.022; 2018: 0.022; 2019: 0.022; 2020: 0.022; 2021: 0.022; 2022: 0.022; 2023: 0.022
'2049' | 0.03 | 2000: 0.033; 2001: 0.068; 2002: 0.068; 2003: 0.041; 2004: 0.041; 2005: 0.041; 2006: 0.041; 2007: 0.038; 2008: 0.038; 2009: 0.038; 2010: 0.032; 2011: 0.032; 2012: 0.032; 2013: 0.032; 2014: 0.032; 2015: 0.055; 2016: 0.055; 2017: 0.022; 2018: 0.022; 2019: 0.022; 2020: 0.022; 2021: 0.022; 2022: 0.022; 2023: 0.022
'2050' | 0.03 | 2000: 0.033; 2001: 0.068; 2002: 0.068; 2003: 0.041; 2004: 0.041; 2005: 0.041; 2006: 0.041; 2007: 0.038; 2008: 0.038; 2009: 0.038; 2010: 0.032; 2011: 0.032; 2012: 0.032; 2013: 0.032; 2014: 0.032; 2015: 0.055; 2016: 0.055; 2017: 0.022; 2018: 0.022; 2019: 0.022; 2020: 0.022; 2021: 0.022; 2022: 0.022; 2023: 0.022
UPCALPHA: RELAXATION PARAMETER FOR CARBON TAX EXPECTATIONS
UPCALPHA | 0

## OVERWRT
OVR ADJFAC: ANNUAL FACTOR TO ADJUST OVERNIGHT COSTS
#### First Year Last Year for read statement | First Year | Last Year
| 2005 | 2050 |  | *MODIFIED CODE SO THAT THESE VARIABLES ARE NO LONGER NEEDED (DS; 04/2013)
#### UPADJYRBS: Base year for annual adjustment factor w/macro-feedback, use 0 to overwrite with user-specified adjustment
2013
#### UPADJYRWT: Weighting factor for annual adjustment factor w/macro-feedback (1.0 = use full metals index)
#### |  |  | 2015 | 2016 | 2017 | 2018 | 2019 | 2020 | 2021 | 2022 | 2023 | 2024 | 2025 | 2026 | 2027 | 2028 | 2029 | 2030 | 2031 | 2032 | 2033 | 2034 | 2035 | 2036 | 2037 | 2038 | 2039 | 2040 | 2041 | 2042 | 2043 | 2044 | 2045 | 2046 | 2047 | 2048 | 2049 | 2050
UPADJYRWT |  |  | 0.5 | 0.5 | 0.5 | 0.5 | 0.5 | 0.5 | 0.5 | 0.5 | 0.5 | 0.5 | 0.5 | 0.5 | 0.5 | 0.5 | 0.5 | 0.5 | 0.5 | 0.5 | 0.5 | 0.5 | 0.5 | 0.5 | 0.5 | 0.5 | 0.5 | 0.5 | 0.5 | 0.5 | 0.5 | 0.5 | 0.5 | 0.5 | 0.5 | 0.5 | 0.5 | 0.5
#### UPANNADJ: Annual Factor by plant type
#### |  |  | 2015 | 2016 | 2017 | 2018 | 2019 | 2020 | 2021 | 2022 | 2023 | 2024 | 2025 | 2026 | 2027 | 2028 | 2029 | 2030 | 2031 | 2032 | 2033 | 2034 | 2035 | 2036 | 2037 | 2038 | 2039 | 2040 | 2041 | 2042 | 2043 | 2044 | 2045 | 2046 | 2047 | 2048 | 2049 | 2050
| '01 | B1' | bar: 2015 to 2050
| '02 | B2' | bar: 2015 to 2050
| '03 | B3' | bar: 2015 to 2050
| '04 | B4' | bar: 2015 to 2050
| '05 | B5' | bar: 2015 to 2050
| '06 | B6' | bar: 2015 to 2050
| '07 | B7' | bar: 2015 to 2050
| '08 | B8' | bar: 2015 to 2050
| '09 | C1' | bar: 2015 to 2050
| '10 | C2' | bar: 2015 to 2050
| '11 | C3' | bar: 2015 to 2050
| '12 | C4' | bar: 2015 to 2050
| '13 | C5' | bar: 2015 to 2050
| '14 | C6' | bar: 2015 to 2050
| '15 | C7' | bar: 2015 to 2050
| '16 | C8' | bar: 2015 to 2050
| '17 | C9' | bar: 2015 to 2050
| '18 | CX' | bar: 2015 to 2050
| '19 | CY' | bar: 2015 to 2050
| '20 | CZ' | bar: 2015 to 2050
| '21 | H1' | bar: 2015 to 2050
| '22 | H2' | bar: 2015 to 2050
| '23 | H3' | bar: 2015 to 2050
| '24 | H4' | bar: 2015 to 2050
| '25 | H5' | bar: 2015 to 2050
| '26 | H6' | bar: 2015 to 2050
| '27 | H7' | bar: 2015 to 2050
| '28 | H8' | bar: 2015 to 2050
| '29 | H9' | bar: 2015 to 2050
| '30 | HA' | bar: 2015 to 2050
| '31 | HB' | bar: 2015 to 2050
| '32 | HC' | bar: 2015 to 2050
| '33 | PC' | bar: 2015 to 2050
| '34 | OC' | bar: 2015 to 2050
| '35 | IG' | bar: 2015 to 2050
| '36 | I2' | bar: 2015 to 2050
| '37 | PQ' | bar: 2015 to 2050
| '38 | IS' | bar: 2015 to 2050
| '39 | NG' | bar: 2015 to 2050
| '40 | ST' | bar: 2015 to 2050
| '41 | ET' | bar: 2015 to 2050
| '42 | IC' | bar: 2015 to 2050
| '43 | CT' | bar: 2015 to 2050
| '44 | T2' | bar: 2015 to 2050
| '45 | AT' | bar: 2015 to 2050
| '46 | EC' | bar: 2015 to 2050
| '47 | CC' | bar: 2015 to 2050
| '48 | AC' | bar: 2015 to 2050
| '49 | A2' | bar: 2015 to 2050
| '50 | CS' | bar: 2015 to 2050
| '51 | FC' | bar: 2015 to 2050
| '52 | CN' | bar: 2015 to 2050
| '53 | AN' | bar: 2015 to 2050
| '54 | SM' | bar: 2015 to 2050
| '55 | GN' | bar: 2015 to 2050
| '56 | WD' | bar: 2015 to 2050
| '57 | BI' | bar: 2015 to 2050
| '58 | GT' | bar: 2015 to 2050
| '59 | AG' | bar: 2015 to 2050
| '60 | MS' | bar: 2015 to 2050
| '61 | HY' | bar: 2015 to 2050
| '62 | HO' | bar: 2015 to 2050
| '63 | HI' | bar: 2015 to 2050
| '64 | TI' | bar: 2015 to 2050
| '65 | PS' | bar: 2015 to 2050
| '66 | P2' | bar: 2015 to 2050
| '67 | SQ' | bar: 2015 to 2050
| '68 | DS' | bar: 2015 to 2050
| '69 | OS' | bar: 2015 to 2050
| '70 | WN' | bar: 2015 to 2050
| '71 | WL' | bar: 2015 to 2050
| '72 | WF' | bar: 2015 to 2050
| '73 | SO' | bar: 2015 to 2050
| '74 | SS' | bar: 2015 to 2050
| '75 | S2' | bar: 2015 to 2050
| '76 | PV' | bar: 2015 to 2050
| '77 | PT' | bar: 2015 to 2050
| '78 | IN' | bar: 2015 to 2050
| '79 | DB' | bar: 2015 to 2050
| '80 | DP' | bar: 2015 to 2050
#### EXTANNADJ: Additional Annual Factor by plant type - used for PV tariffs in AEO2019
#### |  |  | 2005 | 2006 | 2007 | 2008 | 2009 | 2010 | 2011 | 2012 | 2013 | 2014 | 2015 | 2016 | 2017 | 2018 | 2019 | 2020 | 2021 | 2022 | 2023 | 2024 | 2025 | 2026 | 2027 | 2028 | 2029 | 2030 | 2031 | 2032 | 2033 | 2034 | 2035
| '01 | B1' | bar: 2005 to 2035
| '02 | B2' | bar: 2005 to 2035
| '03 | B3' | bar: 2005 to 2035
| '04 | B4' | bar: 2005 to 2035
| '05 | B5' | bar: 2005 to 2035
| '06 | B6' | bar: 2005 to 2035
| '07 | B7' | bar: 2005 to 2035
| '08 | B8' | bar: 2005 to 2035
| '09 | C1' | bar: 2005 to 2035
| '10 | C2' | bar: 2005 to 2035
| '11 | C3' | bar: 2005 to 2035
| '12 | C4' | bar: 2005 to 2035
| '13 | C5' | bar: 2005 to 2035
| '14 | C6' | bar: 2005 to 2035
| '15 | C7' | bar: 2005 to 2035
| '16 | C8' | bar: 2005 to 2035
| '17 | C9' | bar: 2005 to 2035
| '18 | CX' | bar: 2005 to 2035
| '19 | CY' | bar: 2005 to 2035
| '20 | CZ' | bar: 2005 to 2035
| '21 | H1' | bar: 2005 to 2035
| '22 | H2' | bar: 2005 to 2035
| '23 | H3' | bar: 2005 to 2035
| '24 | H4' | bar: 2005 to 2035
| '25 | H5' | bar: 2005 to 2035
| '26 | H6' | bar: 2005 to 2035
| '27 | H7' | bar: 2005 to 2035
| '28 | H8' | bar: 2005 to 2035
| '29 | H9' | bar: 2005 to 2035
| '30 | HA' | bar: 2005 to 2035
| '31 | HB' | bar: 2005 to 2035
| '32 | HC' | bar: 2005 to 2035
| '33 | PC' | bar: 2005 to 2035
| '34 | OC' | bar: 2005 to 2035
| '35 | IG' | bar: 2005 to 2035
| '36 | I2' | bar: 2005 to 2035
| '37 | PQ' | bar: 2005 to 2035
| '38 | IS' | bar: 2005 to 2035
| '39 | NG' | bar: 2005 to 2035
| '40 | ST' | bar: 2005 to 2035
| '41 | ET' | bar: 2005 to 2035
| '42 | IC' | bar: 2005 to 2035
| '43 | CT' | bar: 2005 to 2035
| '44 | T2' | bar: 2005 to 2035
| '45 | AT' | bar: 2005 to 2035
| '46 | EC' | bar: 2005 to 2035
| '47 | CC' | bar: 2005 to 2035
| '48 | AC' | bar: 2005 to 2035
| '49 | A2' | bar: 2005 to 2035
| '50 | CS' | bar: 2005 to 2035
| '51 | FC' | bar: 2005 to 2035
| '52 | CN' | bar: 2005 to 2035
| '53 | AN' | bar: 2005 to 2035
| '54 | SM' | bar: 2005 to 2035
| '55 | GN' | bar: 2005 to 2035
| '56 | WD' | bar: 2005 to 2035
| '57 | BI' | bar: 2005 to 2035
| '58 | GT' | bar: 2005 to 2035
| '59 | AG' | bar: 2005 to 2035
| '60 | MS' | bar: 2005 to 2035
| '61 | HY' | bar: 2005 to 2035
| '62 | HO' | bar: 2005 to 2035
| '63 | HI' | bar: 2005 to 2035
| '64 | TI' | bar: 2005 to 2035
| '65 | PS' | bar: 2005 to 2035
| '66 | P2' | bar: 2005 to 2035
| '67 | SQ' | bar: 2005 to 2035
| '68 | DS' | bar: 2005 to 2035
| '69 | OS' | bar: 2005 to 2035
| '70 | WN' | bar: 2005 to 2035
| '71 | WL' | bar: 2005 to 2035
| '72 | WF' | bar: 2005 to 2035
| '73 | SO' | bar: 2005 to 2035
| '74 | SS' | bar: 2005 to 2035
| '75 | S2' | bar: 2005 to 2035
| '76 | PV' | bar: 2005 to 2035
| '77 | PT' | bar: 2005 to 2035
| '78 | IN' | bar: 2005 to 2035
| '79 | DB' | bar: 2005 to 2035
| '80 | DP' | bar: 2005 to 2035
| OVRWRT CCSW |  | 2005: OVRWRT HRSW; 2006: OVRWRT FXSW; 2007: OVRWRT VRSW
#### ECP$OVCC: SWITCH TO OVERRIDE CAPITAL COSTS PER PLANT TYPES |  |  | 2005: #### ECP$OVHR: SWITCH TO OVERRIDE HEAT RATES PER PLANT TYPES; 2006: #### ECP$OVFX: SWITCH TO OVERRIDE FIXED O&M COSTS PER PLANT TYPES; 2007: #### ECP$OVVR: SWITCH TO OVERRIDE VARIABLE O&M COSTS PER PLANT TYPES
| 01 B1 | 0 | 2005: 0; 2006: 0; 2007: 0
| 02 B2 | 0 | 2005: 0; 2006: 0; 2007: 0
| 03 B3 | 0 | 2005: 0; 2006: 0; 2007: 0
| 04 B4 | 0 | 2005: 0; 2006: 0; 2007: 0
| 05 B5 | 0 | 2005: 0; 2006: 0; 2007: 0
| 06 B6 | 0 | 2005: 0; 2006: 0; 2007: 0
| 07 B7 | 0 | 2005: 0; 2006: 0; 2007: 0
| 08 B8 | 0 | 2005: 0; 2006: 0; 2007: 0
| 09 C1 | 0 | 2005: 0; 2006: 0; 2007: 0
| 10 C2 | 0 | 2005: 0; 2006: 0; 2007: 0
| 11 C3 | 0 | 2005: 0; 2006: 0; 2007: 0
| 12 C4 | 0 | 2005: 0; 2006: 0; 2007: 0
| 13 C5 | 0 | 2005: 0; 2006: 0; 2007: 0
| 14 C6 | 0 | 2005: 0; 2006: 0; 2007: 0
| 15 C7 | 0 | 2005: 0; 2006: 0; 2007: 0
| 16 C8 | 0 | 2005: 0; 2006: 0; 2007: 0
| 17 C9 | 0 | 2005: 0; 2006: 0; 2007: 0
| 18 CX | 0 | 2005: 0; 2006: 0; 2007: 0
| 19 CY | 0 | 2005: 0; 2006: 0; 2007: 0
| 20 CZ | 0 | 2005: 0; 2006: 0; 2007: 0
| 21 H1 | 0 | 2005: 0; 2006: 0; 2007: 0
| 22 H2 | 0 | 2005: 0; 2006: 0; 2007: 0
| 23 H3 | 0 | 2005: 0; 2006: 0; 2007: 0
| 24 H4 | 0 | 2005: 0; 2006: 0; 2007: 0
| 25 H5 | 0 | 2005: 0; 2006: 0; 2007: 0
| 26 H6 | 0 | 2005: 0; 2006: 0; 2007: 0
| 27 H7 | 0 | 2005: 0; 2006: 0; 2007: 0
| 28 H8 | 0 | 2005: 0; 2006: 0; 2007: 0
| 29 H9 | 0 | 2005: 0; 2006: 0; 2007: 0
| 30 HA | 0 | 2005: 0; 2006: 0; 2007: 0
| 31 HB | 0 | 2005: 0; 2006: 0; 2007: 0
| 32 HC | 0 | 2005: 0; 2006: 0; 2007: 0
| 33 PC | 0 | 2005: 0; 2006: 0; 2007: 0
| 34 OC | 0 | 2005: 0; 2006: 0; 2007: 0
| 35 IG | 0 | 2005: 0; 2006: 0; 2007: 0
| 36 I2 | 0 | 2005: 0; 2006: 0; 2007: 0
| 37 PQ | 0 | 2005: 0; 2006: 0; 2007: 0
| 38 IS | 0 | 2005: 0; 2006: 0; 2007: 0
| 39 NG | 0 | 2005: 0; 2006: 0; 2007: 0
| 40 ST | 0 | 2005: 0; 2006: 0; 2007: 0
| 41 ET | 0 | 2005: 0; 2006: 0; 2007: 0
| 42 IC | 0 | 2005: 0; 2006: 0; 2007: 0
| 43 CT | 0 | 2005: 0; 2006: 0; 2007: 0
| 44 T2 | 0 | 2005: 0; 2006: 0; 2007: 0
| 45 AT | 0 | 2005: 0; 2006: 0; 2007: 0
| 46 EC | 0 | 2005: 0; 2006: 0; 2007: 0
| 47 CC | 0 | 2005: 0; 2006: 0; 2007: 0
| 48 AC | 0 | 2005: 0; 2006: 0; 2007: 0
| 49 A2 | 0 | 2005: 0; 2006: 0; 2007: 0
| 50 CS | 0 | 2005: 0; 2006: 0; 2007: 0
| 51 FC | 0 | 2005: 0; 2006: 0; 2007: 0
| 52 CN | 0 | 2005: 0; 2006: 0; 2007: 0
| 53 AN | 0 | 2005: 0; 2006: 0; 2007: 0
| 54 SM | 0 | 2005: 0; 2006: 0; 2007: 0
| 55 GN | 0 | 2005: 0; 2006: 0; 2007: 0
| 56 WD | 0 | 2005: 0; 2006: 0; 2007: 0
| 57 BI | 0 | 2005: 0; 2006: 0; 2007: 0
| 58 GT | 0 | 2005: 0; 2006: 0; 2007: 0
| 59 AG | 0 | 2005: 0; 2006: 0; 2007: 0
| 60 MS | 0 | 2005: 0; 2006: 0; 2007: 0
| 61 HY | 0 | 2005: 0; 2006: 0; 2007: 0
| 62 HO | 0 | 2005: 0; 2006: 0; 2007: 0
| 63 HI | 0 | 2005: 0; 2006: 0; 2007: 0
| 64 TI | 0 | 2005: 0; 2006: 0; 2007: 0
| 65 PS | 0 | 2005: 0; 2006: 0; 2007: 0
| 66 P2 | 0 | 2005: 0; 2006: 0; 2007: 0
| 67 SQ | 0 | 2005: 0; 2006: 0; 2007: 0
| 68 DS | 0 | 2005: 0; 2006: 0; 2007: 0
| 69 OS | 0 | 2005: 0; 2006: 0; 2007: 0
| 70 WN | 0 | 2005: 0; 2006: 0; 2007: 0
| 71 WL | 0 | 2005: 0; 2006: 0; 2007: 0
| 72 WF | 0 | 2005: 0; 2006: 0; 2007: 0
| 73 SO | 0 | 2005: 0; 2006: 0; 2007: 0
| 74 SS | 0 | 2005: 0; 2006: 0; 2007: 0
| 75 S2 | 0 | 2005: 0; 2006: 0; 2007: 0
| 76 PV | 0 | 2005: 0; 2006: 0; 2007: 0
| 77 PT | 0 | 2005: 0; 2006: 0; 2007: 0
| 78 IN | 0 | 2005: 0; 2006: 0; 2007: 0
| 79 DB | 0 | 2005: 1; 2006: 0; 2007: 0
| 80 DP | 0 | 2005: 1; 2006: 0; 2007: 0
OVRWRT CCYR
#### UPOVCC: REPLACEMENT CAPITAL COSTS PER PLANT TYPE AND YEAR
### | BY | YR: | 2000 | 2001 | 2002 | 2003 | 2004 | 2005 | 2006 | 2007 | 2008 | 2009 | 2010 | 2011 | 2012 | 2013 | 2014 | 2015 | 2016 | 2017 | 2018 | 2019 | 2020 | 2021 | 2022 | 2023 | 2024 | 2025 | 2026 | 2027 | 2028 | 2029 | 2030 | 2031 | 2032 | 2033 | 2034 | 2035 | 2036 | 2037 | 2038 | 2039 | 2040 | 2041 | 2042 | 2043 | 2044 | 2045 | 2046 | 2047 | 2048 | 2049 | 2050
| '01 | B1' | 0 | 0 | 0 | 0 | 0 | 0 | 0 | 0 | 0 | 0 | 0 | 0 | 0 | 0 | 0 | 0 | 0 | 0 | 0 | 0 | 0 | 0 | 0 | 0 | 0 | 0 | 0 | 0 | 0 | 0 | 0 | 0 | 0 | 0 | 0 | 0 | 0 | 0 | 0 | 0 | 0 | 0 | 0 | 0 | 0 | 0 | 0 | 0 | 0 | 0 | 0
| '02 | B2' | 0 | 0 | 0 | 0 | 0 | 0 | 0 | 0 | 0 | 0 | 0 | 0 | 0 | 0 | 0 | 0 | 0 | 0 | 0 | 0 | 0 | 0 | 0 | 0 | 0 | 0 | 0 | 0 | 0 | 0 | 0 | 0 | 0 | 0 | 0 | 0 | 0 | 0 | 0 | 0 | 0 | 0 | 0 | 0 | 0 | 0 | 0 | 0 | 0 | 0 | 0
| '03 | B3' | 0 | 0 | 0 | 0 | 0 | 0 | 0 | 0 | 0 | 0 | 0 | 0 | 0 | 0 | 0 | 0 | 0 | 0 | 0 | 0 | 0 | 0 | 0 | 0 | 0 | 0 | 0 | 0 | 0 | 0 | 0 | 0 | 0 | 0 | 0 | 0 | 0 | 0 | 0 | 0 | 0 | 0 | 0 | 0 | 0 | 0 | 0 | 0 | 0 | 0 | 0
| '04 | B4' | 0 | 0 | 0 | 0 | 0 | 0 | 0 | 0 | 0 | 0 | 0 | 0 | 0 | 0 | 0 | 0 | 0 | 0 | 0 | 0 | 0 | 0 | 0 | 0 | 0 | 0 | 0 | 0 | 0 | 0 | 0 | 0 | 0 | 0 | 0 | 0 | 0 | 0 | 0 | 0 | 0 | 0 | 0 | 0 | 0 | 0 | 0 | 0 | 0 | 0 | 0
| '05 | B5' | 0 | 0 | 0 | 0 | 0 | 0 | 0 | 0 | 0 | 0 | 0 | 0 | 0 | 0 | 0 | 0 | 0 | 0 | 0 | 0 | 0 | 0 | 0 | 0 | 0 | 0 | 0 | 0 | 0 | 0 | 0 | 0 | 0 | 0 | 0 | 0 | 0 | 0 | 0 | 0 | 0 | 0 | 0 | 0 | 0 | 0 | 0 | 0 | 0 | 0 | 0
| '06 | B6' | 0 | 0 | 0 | 0 | 0 | 0 | 0 | 0 | 0 | 0 | 0 | 0 | 0 | 0 | 0 | 0 | 0 | 0 | 0 | 0 | 0 | 0 | 0 | 0 | 0 | 0 | 0 | 0 | 0 | 0 | 0 | 0 | 0 | 0 | 0 | 0 | 0 | 0 | 0 | 0 | 0 | 0 | 0 | 0 | 0 | 0 | 0 | 0 | 0 | 0 | 0
| '07 | B7' | 0 | 0 | 0 | 0 | 0 | 0 | 0 | 0 | 0 | 0 | 0 | 0 | 0 | 0 | 0 | 0 | 0 | 0 | 0 | 0 | 0 | 0 | 0 | 0 | 0 | 0 | 0 | 0 | 0 | 0 | 0 | 0 | 0 | 0 | 0 | 0 | 0 | 0 | 0 | 0 | 0 | 0 | 0 | 0 | 0 | 0 | 0 | 0 | 0 | 0 | 0
| '08 | B8' | 0 | 0 | 0 | 0 | 0 | 0 | 0 | 0 | 0 | 0 | 0 | 0 | 0 | 0 | 0 | 0 | 0 | 0 | 0 | 0 | 0 | 0 | 0 | 0 | 0 | 0 | 0 | 0 | 0 | 0 | 0 | 0 | 0 | 0 | 0 | 0 | 0 | 0 | 0 | 0 | 0 | 0 | 0 | 0 | 0 | 0 | 0 | 0 | 0 | 0 | 0
| '09 | C1' | 0 | 0 | 0 | 0 | 0 | 0 | 0 | 0 | 0 | 0 | 0 | 0 | 0 | 0 | 0 | 0 | 0 | 0 | 0 | 0 | 0 | 0 | 0 | 0 | 0 | 0 | 0 | 0 | 0 | 0 | 0 | 0 | 0 | 0 | 0 | 0 | 0 | 0 | 0 | 0 | 0 | 0 | 0 | 0 | 0 | 0 | 0 | 0 | 0 | 0 | 0
| '10 | C2' | 0 | 0 | 0 | 0 | 0 | 0 | 0 | 0 | 0 | 0 | 0 | 0 | 0 | 0 | 0 | 0 | 0 | 0 | 0 | 0 | 0 | 0 | 0 | 0 | 0 | 0 | 0 | 0 | 0 | 0 | 0 | 0 | 0 | 0 | 0 | 0 | 0 | 0 | 0 | 0 | 0 | 0 | 0 | 0 | 0 | 0 | 0 | 0 | 0 | 0 | 0
| '11 | C3' | 0 | 0 | 0 | 0 | 0 | 0 | 0 | 0 | 0 | 0 | 0 | 0 | 0 | 0 | 0 | 0 | 0 | 0 | 0 | 0 | 0 | 0 | 0 | 0 | 0 | 0 | 0 | 0 | 0 | 0 | 0 | 0 | 0 | 0 | 0 | 0 | 0 | 0 | 0 | 0 | 0 | 0 | 0 | 0 | 0 | 0 | 0 | 0 | 0 | 0 | 0
| '12 | C4' | 0 | 0 | 0 | 0 | 0 | 0 | 0 | 0 | 0 | 0 | 0 | 0 | 0 | 0 | 0 | 0 | 0 | 0 | 0 | 0 | 0 | 0 | 0 | 0 | 0 | 0 | 0 | 0 | 0 | 0 | 0 | 0 | 0 | 0 | 0 | 0 | 0 | 0 | 0 | 0 | 0 | 0 | 0 | 0 | 0 | 0 | 0 | 0 | 0 | 0 | 0
| '13 | C5' | 0 | 0 | 0 | 0 | 0 | 0 | 0 | 0 | 0 | 0 | 0 | 0 | 0 | 0 | 0 | 0 | 0 | 0 | 0 | 0 | 0 | 0 | 0 | 0 | 0 | 0 | 0 | 0 | 0 | 0 | 0 | 0 | 0 | 0 | 0 | 0 | 0 | 0 | 0 | 0 | 0 | 0 | 0 | 0 | 0 | 0 | 0 | 0 | 0 | 0 | 0
| '14 | C6' | 0 | 0 | 0 | 0 | 0 | 0 | 0 | 0 | 0 | 0 | 0 | 0 | 0 | 0 | 0 | 0 | 0 | 0 | 0 | 0 | 0 | 0 | 0 | 0 | 0 | 0 | 0 | 0 | 0 | 0 | 0 | 0 | 0 | 0 | 0 | 0 | 0 | 0 | 0 | 0 | 0 | 0 | 0 | 0 | 0 | 0 | 0 | 0 | 0 | 0 | 0
| '15 | C7' | 0 | 0 | 0 | 0 | 0 | 0 | 0 | 0 | 0 | 0 | 0 | 0 | 0 | 0 | 0 | 0 | 0 | 0 | 0 | 0 | 0 | 0 | 0 | 0 | 0 | 0 | 0 | 0 | 0 | 0 | 0 | 0 | 0 | 0 | 0 | 0 | 0 | 0 | 0 | 0 | 0 | 0 | 0 | 0 | 0 | 0 | 0 | 0 | 0 | 0 | 0
| '16 | C8' | 0 | 0 | 0 | 0 | 0 | 0 | 0 | 0 | 0 | 0 | 0 | 0 | 0 | 0 | 0 | 0 | 0 | 0 | 0 | 0 | 0 | 0 | 0 | 0 | 0 | 0 | 0 | 0 | 0 | 0 | 0 | 0 | 0 | 0 | 0 | 0 | 0 | 0 | 0 | 0 | 0 | 0 | 0 | 0 | 0 | 0 | 0 | 0 | 0 | 0 | 0
| '17 | C9' | 0 | 0 | 0 | 0 | 0 | 0 | 0 | 0 | 0 | 0 | 0 | 0 | 0 | 0 | 0 | 0 | 0 | 0 | 0 | 0 | 0 | 0 | 0 | 0 | 0 | 0 | 0 | 0 | 0 | 0 | 0 | 0 | 0 | 0 | 0 | 0 | 0 | 0 | 0 | 0 | 0 | 0 | 0 | 0 | 0 | 0 | 0 | 0 | 0 | 0 | 0
| '18 | CX' | 0 | 0 | 0 | 0 | 0 | 0 | 0 | 0 | 0 | 0 | 0 | 0 | 0 | 0 | 0 | 0 | 0 | 0 | 0 | 0 | 0 | 0 | 0 | 0 | 0 | 0 | 0 | 0 | 0 | 0 | 0 | 0 | 0 | 0 | 0 | 0 | 0 | 0 | 0 | 0 | 0 | 0 | 0 | 0 | 0 | 0 | 0 | 0 | 0 | 0 | 0
| '19 | CY' | 0 | 0 | 0 | 0 | 0 | 0 | 0 | 0 | 0 | 0 | 0 | 0 | 0 | 0 | 0 | 0 | 0 | 0 | 0 | 0 | 0 | 0 | 0 | 0 | 0 | 0 | 0 | 0 | 0 | 0 | 0 | 0 | 0 | 0 | 0 | 0 | 0 | 0 | 0 | 0 | 0 | 0 | 0 | 0 | 0 | 0 | 0 | 0 | 0 | 0 | 0
| '20 | CZ' | 0 | 0 | 0 | 0 | 0 | 0 | 0 | 0 | 0 | 0 | 0 | 0 | 0 | 0 | 0 | 0 | 0 | 0 | 0 | 0 | 0 | 0 | 0 | 0 | 0 | 0 | 0 | 0 | 0 | 0 | 0 | 0 | 0 | 0 | 0 | 0 | 0 | 0 | 0 | 0 | 0 | 0 | 0 | 0 | 0 | 0 | 0 | 0 | 0 | 0 | 0
| '21 | H1' | 0 | 0 | 0 | 0 | 0 | 0 | 0 | 0 | 0 | 0 | 0 | 0 | 0 | 0 | 0 | 0 | 0 | 0 | 0 | 0 | 0 | 0 | 0 | 0 | 0 | 0 | 0 | 0 | 0 | 0 | 0 | 0 | 0 | 0 | 0 | 0 | 0 | 0 | 0 | 0 | 0 | 0 | 0 | 0 | 0 | 0 | 0 | 0 | 0 | 0 | 0
| '22 | H2' | 0 | 0 | 0 | 0 | 0 | 0 | 0 | 0 | 0 | 0 | 0 | 0 | 0 | 0 | 0 | 0 | 0 | 0 | 0 | 0 | 0 | 0 | 0 | 0 | 0 | 0 | 0 | 0 | 0 | 0 | 0 | 0 | 0 | 0 | 0 | 0 | 0 | 0 | 0 | 0 | 0 | 0 | 0 | 0 | 0 | 0 | 0 | 0 | 0 | 0 | 0
| '23 | H3' | 0 | 0 | 0 | 0 | 0 | 0 | 0 | 0 | 0 | 0 | 0 | 0 | 0 | 0 | 0 | 0 | 0 | 0 | 0 | 0 | 0 | 0 | 0 | 0 | 0 | 0 | 0 | 0 | 0 | 0 | 0 | 0 | 0 | 0 | 0 | 0 | 0 | 0 | 0 | 0 | 0 | 0 | 0 | 0 | 0 | 0 | 0 | 0 | 0 | 0 | 0
| '24 | H4' | 0 | 0 | 0 | 0 | 0 | 0 | 0 | 0 | 0 | 0 | 0 | 0 | 0 | 0 | 0 | 0 | 0 | 0 | 0 | 0 | 0 | 0 | 0 | 0 | 0 | 0 | 0 | 0 | 0 | 0 | 0 | 0 | 0 | 0 | 0 | 0 | 0 | 0 | 0 | 0 | 0 | 0 | 0 | 0 | 0 | 0 | 0 | 0 | 0 | 0 | 0
| '25 | H5' | 0 | 0 | 0 | 0 | 0 | 0 | 0 | 0 | 0 | 0 | 0 | 0 | 0 | 0 | 0 | 0 | 0 | 0 | 0 | 0 | 0 | 0 | 0 | 0 | 0 | 0 | 0 | 0 | 0 | 0 | 0 | 0 | 0 | 0 | 0 | 0 | 0 | 0 | 0 | 0 | 0 | 0 | 0 | 0 | 0 | 0 | 0 | 0 | 0 | 0 | 0
| '26 | H6' | 0 | 0 | 0 | 0 | 0 | 0 | 0 | 0 | 0 | 0 | 0 | 0 | 0 | 0 | 0 | 0 | 0 | 0 | 0 | 0 | 0 | 0 | 0 | 0 | 0 | 0 | 0 | 0 | 0 | 0 | 0 | 0 | 0 | 0 | 0 | 0 | 0 | 0 | 0 | 0 | 0 | 0 | 0 | 0 | 0 | 0 | 0 | 0 | 0 | 0 | 0
| '27 | H7' | 0 | 0 | 0 | 0 | 0 | 0 | 0 | 0 | 0 | 0 | 0 | 0 | 0 | 0 | 0 | 0 | 0 | 0 | 0 | 0 | 0 | 0 | 0 | 0 | 0 | 0 | 0 | 0 | 0 | 0 | 0 | 0 | 0 | 0 | 0 | 0 | 0 | 0 | 0 | 0 | 0 | 0 | 0 | 0 | 0 | 0 | 0 | 0 | 0 | 0 | 0
| '28 | H8' | 0 | 0 | 0 | 0 | 0 | 0 | 0 | 0 | 0 | 0 | 0 | 0 | 0 | 0 | 0 | 0 | 0 | 0 | 0 | 0 | 0 | 0 | 0 | 0 | 0 | 0 | 0 | 0 | 0 | 0 | 0 | 0 | 0 | 0 | 0 | 0 | 0 | 0 | 0 | 0 | 0 | 0 | 0 | 0 | 0 | 0 | 0 | 0 | 0 | 0 | 0
| '29 | H9' | 0 | 0 | 0 | 0 | 0 | 0 | 0 | 0 | 0 | 0 | 0 | 0 | 0 | 0 | 0 | 0 | 0 | 0 | 0 | 0 | 0 | 0 | 0 | 0 | 0 | 0 | 0 | 0 | 0 | 0 | 0 | 0 | 0 | 0 | 0 | 0 | 0 | 0 | 0 | 0 | 0 | 0 | 0 | 0 | 0 | 0 | 0 | 0 | 0 | 0 | 0
| '30 | HA' | 0 | 0 | 0 | 0 | 0 | 0 | 0 | 0 | 0 | 0 | 0 | 0 | 0 | 0 | 0 | 0 | 0 | 0 | 0 | 0 | 0 | 0 | 0 | 0 | 0 | 0 | 0 | 0 | 0 | 0 | 0 | 0 | 0 | 0 | 0 | 0 | 0 | 0 | 0 | 0 | 0 | 0 | 0 | 0 | 0 | 0 | 0 | 0 | 0 | 0 | 0
| '31 | HB' | 0 | 0 | 0 | 0 | 0 | 0 | 0 | 0 | 0 | 0 | 0 | 0 | 0 | 0 | 0 | 0 | 0 | 0 | 0 | 0 | 0 | 0 | 0 | 0 | 0 | 0 | 0 | 0 | 0 | 0 | 0 | 0 | 0 | 0 | 0 | 0 | 0 | 0 | 0 | 0 | 0 | 0 | 0 | 0 | 0 | 0 | 0 | 0 | 0 | 0 | 0
| '32 | HC' | 0 | 0 | 0 | 0 | 0 | 0 | 0 | 0 | 0 | 0 | 0 | 0 | 0 | 0 | 0 | 0 | 0 | 0 | 0 | 0 | 0 | 0 | 0 | 0 | 0 | 0 | 0 | 0 | 0 | 0 | 0 | 0 | 0 | 0 | 0 | 0 | 0 | 0 | 0 | 0 | 0 | 0 | 0 | 0 | 0 | 0 | 0 | 0 | 0 | 0 | 0
| '33 | PC' | 0 | 0 | 0 | 0 | 0 | 0 | 0 | 0 | 0 | 0 | 0 | 0 | 0 | 0 | 0 | 0 | 0 | 0 | 0 | 0 | 0 | 0 | 0 | 0 | 0 | 0 | 0 | 0 | 0 | 0 | 0 | 0 | 0 | 0 | 0 | 0 | 0 | 0 | 0 | 0 | 0 | 0 | 0 | 0 | 0 | 0 | 0 | 0 | 0 | 0 | 0
| '34 | OC' | 0 | 0 | 0 | 0 | 0 | 0 | 0 | 0 | 0 | 0 | 0 | 0 | 0 | 0 | 0 | 0 | 0 | 0 | 0 | 0 | 0 | 0 | 0 | 0 | 0 | 0 | 0 | 0 | 0 | 0 | 0 | 0 | 0 | 0 | 0 | 0 | 0 | 0 | 0 | 0 | 0 | 0 | 0 | 0 | 0 | 0 | 0 | 0 | 0 | 0 | 0
| '35 | IG' | 0 | 0 | 0 | 0 | 0 | 0 | 0 | 0 | 0 | 0 | 0 | 0 | 0 | 0 | 0 | 0 | 0 | 0 | 0 | 0 | 0 | 0 | 0 | 0 | 0 | 0 | 0 | 0 | 0 | 0 | 0 | 0 | 0 | 0 | 0 | 0 | 0 | 0 | 0 | 0 | 0 | 0 | 0 | 0 | 0 | 0 | 0 | 0 | 0 | 0 | 0
| '36 | I2' | 0 | 0 | 0 | 0 | 0 | 0 | 0 | 0 | 0 | 0 | 0 | 0 | 0 | 0 | 0 | 0 | 0 | 0 | 0 | 0 | 0 | 0 | 0 | 0 | 0 | 0 | 0 | 0 | 0 | 0 | 0 | 0 | 0 | 0 | 0 | 0 | 0 | 0 | 0 | 0 | 0 | 0 | 0 | 0 | 0 | 0 | 0 | 0 | 0 | 0 | 0
| '37 | PQ' | 0 | 0 | 0 | 0 | 0 | 0 | 0 | 0 | 0 | 0 | 0 | 0 | 0 | 0 | 0 | 0 | 0 | 0 | 0 | 0 | 0 | 0 | 0 | 0 | 0 | 0 | 0 | 0 | 0 | 0 | 0 | 0 | 0 | 0 | 0 | 0 | 0 | 0 | 0 | 0 | 0 | 0 | 0 | 0 | 0 | 0 | 0 | 0 | 0 | 0 | 0
| '38 | IS' | 0 | 0 | 0 | 0 | 0 | 0 | 0 | 0 | 0 | 0 | 0 | 0 | 0 | 0 | 0 | 0 | 0 | 0 | 0 | 0 | 0 | 0 | 0 | 0 | 0 | 0 | 0 | 0 | 0 | 0 | 0 | 0 | 0 | 0 | 0 | 0 | 0 | 0 | 0 | 0 | 0 | 0 | 0 | 0 | 0 | 0 | 0 | 0 | 0 | 0 | 0
| '39 | NG' | 0 | 0 | 0 | 0 | 0 | 0 | 0 | 0 | 0 | 0 | 0 | 0 | 0 | 0 | 0 | 0 | 0 | 0 | 0 | 0 | 0 | 0 | 0 | 0 | 0 | 0 | 0 | 0 | 0 | 0 | 0 | 0 | 0 | 0 | 0 | 0 | 0 | 0 | 0 | 0 | 0 | 0 | 0 | 0 | 0 | 0 | 0 | 0 | 0 | 0 | 0
| '40 | ST' | 0 | 0 | 0 | 0 | 0 | 0 | 0 | 0 | 0 | 0 | 0 | 0 | 0 | 0 | 0 | 0 | 0 | 0 | 0 | 0 | 0 | 0 | 0 | 0 | 0 | 0 | 0 | 0 | 0 | 0 | 0 | 0 | 0 | 0 | 0 | 0 | 0 | 0 | 0 | 0 | 0 | 0 | 0 | 0 | 0 | 0 | 0 | 0 | 0 | 0 | 0
| '41 | ET' | 0 | 0 | 0 | 0 | 0 | 0 | 0 | 0 | 0 | 0 | 0 | 0 | 0 | 0 | 0 | 0 | 0 | 0 | 0 | 0 | 0 | 0 | 0 | 0 | 0 | 0 | 0 | 0 | 0 | 0 | 0 | 0 | 0 | 0 | 0 | 0 | 0 | 0 | 0 | 0 | 0 | 0 | 0 | 0 | 0 | 0 | 0 | 0 | 0 | 0 | 0
| '42 | IC' | 0 | 0 | 0 | 0 | 0 | 0 | 0 | 0 | 0 | 0 | 0 | 0 | 0 | 0 | 0 | 0 | 0 | 0 | 0 | 0 | 0 | 0 | 0 | 0 | 0 | 0 | 0 | 0 | 0 | 0 | 0 | 0 | 0 | 0 | 0 | 0 | 0 | 0 | 0 | 0 | 0 | 0 | 0 | 0 | 0 | 0 | 0 | 0 | 0 | 0 | 0
| '43 | CT' | 0 | 0 | 0 | 0 | 0 | 0 | 0 | 0 | 0 | 0 | 0 | 0 | 0 | 0 | 0 | 0 | 0 | 0 | 0 | 0 | 0 | 0 | 0 | 0 | 0 | 0 | 0 | 0 | 0 | 0 | 0 | 0 | 0 | 0 | 0 | 0 | 0 | 0 | 0 | 0 | 0 | 0 | 0 | 0 | 0 | 0 | 0 | 0 | 0 | 0 | 0
| '44 | T2' | 0 | 0 | 0 | 0 | 0 | 0 | 0 | 0 | 0 | 0 | 0 | 0 | 0 | 0 | 0 | 0 | 0 | 0 | 0 | 0 | 0 | 0 | 0 | 0 | 0 | 0 | 0 | 0 | 0 | 0 | 0 | 0 | 0 | 0 | 0 | 0 | 0 | 0 | 0 | 0 | 0 | 0 | 0 | 0 | 0 | 0 | 0 | 0 | 0 | 0 | 0
| '45 | AT' | 0 | 0 | 0 | 0 | 0 | 0 | 0 | 0 | 0 | 0 | 0 | 0 | 0 | 0 | 0 | 0 | 0 | 0 | 0 | 0 | 0 | 0 | 0 | 0 | 0 | 0 | 0 | 0 | 0 | 0 | 0 | 0 | 0 | 0 | 0 | 0 | 0 | 0 | 0 | 0 | 0 | 0 | 0 | 0 | 0 | 0 | 0 | 0 | 0 | 0 | 0
| '46 | EC' | 0 | 0 | 0 | 0 | 0 | 0 | 0 | 0 | 0 | 0 | 0 | 0 | 0 | 0 | 0 | 0 | 0 | 0 | 0 | 0 | 0 | 0 | 0 | 0 | 0 | 0 | 0 | 0 | 0 | 0 | 0 | 0 | 0 | 0 | 0 | 0 | 0 | 0 | 0 | 0 | 0 | 0 | 0 | 0 | 0 | 0 | 0 | 0 | 0 | 0 | 0
| '47 | CC' | 0 | 0 | 0 | 0 | 0 | 0 | 0 | 0 | 0 | 0 | 0 | 0 | 0 | 0 | 0 | 0 | 0 | 0 | 0 | 0 | 0 | 0 | 0 | 0 | 0 | 0 | 0 | 0 | 0 | 0 | 0 | 0 | 0 | 0 | 0 | 0 | 0 | 0 | 0 | 0 | 0 | 0 | 0 | 0 | 0 | 0 | 0 | 0 | 0 | 0 | 0
| '48 | AC' | 0 | 0 | 0 | 0 | 0 | 0 | 0 | 0 | 0 | 0 | 0 | 0 | 0 | 0 | 0 | 0 | 0 | 0 | 0 | 0 | 0 | 0 | 0 | 0 | 0 | 0 | 0 | 0 | 0 | 0 | 0 | 0 | 0 | 0 | 0 | 0 | 0 | 0 | 0 | 0 | 0 | 0 | 0 | 0 | 0 | 0 | 0 | 0 | 0 | 0 | 0
| '49 | A2' | 0 | 0 | 0 | 0 | 0 | 0 | 0 | 0 | 0 | 0 | 0 | 0 | 0 | 0 | 0 | 0 | 0 | 0 | 0 | 0 | 0 | 0 | 0 | 0 | 0 | 0 | 0 | 0 | 0 | 0 | 0 | 0 | 0 | 0 | 0 | 0 | 0 | 0 | 0 | 0 | 0 | 0 | 0 | 0 | 0 | 0 | 0 | 0 | 0 | 0 | 0
| '50 | CS' | 0 | 0 | 0 | 0 | 0 | 0 | 0 | 0 | 0 | 0 | 0 | 0 | 0 | 0 | 0 | 0 | 0 | 0 | 0 | 0 | 0 | 0 | 0 | 0 | 0 | 0 | 0 | 0 | 0 | 0 | 0 | 0 | 0 | 0 | 0 | 0 | 0 | 0 | 0 | 0 | 0 | 0 | 0 | 0 | 0 | 0 | 0 | 0 | 0 | 0 | 0
| '51 | FC' | 0 | 0 | 0 | 0 | 0 | 0 | 0 | 0 | 0 | 0 | 0 | 0 | 0 | 0 | 0 | 0 | 0 | 0 | 0 | 0 | 0 | 0 | 0 | 0 | 0 | 0 | 0 | 0 | 0 | 0 | 0 | 0 | 0 | 0 | 0 | 0 | 0 | 0 | 0 | 0 | 0 | 0 | 0 | 0 | 0 | 0 | 0 | 0 | 0 | 0 | 0
| '52 | CN' | 0 | 0 | 0 | 0 | 0 | 0 | 0 | 0 | 0 | 0 | 0 | 0 | 0 | 0 | 0 | 0 | 0 | 0 | 0 | 0 | 0 | 0 | 0 | 0 | 0 | 0 | 0 | 0 | 0 | 0 | 0 | 0 | 0 | 0 | 0 | 0 | 0 | 0 | 0 | 0 | 0 | 0 | 0 | 0 | 0 | 0 | 0 | 0 | 0 | 0 | 0
| '53 | AN' | 0 | 0 | 0 | 0 | 0 | 0 | 0 | 0 | 0 | 0 | 0 | 0 | 0 | 0 | 0 | 0 | 0 | 0 | 0 | 0 | 0 | 0 | 0 | 0 | 0 | 0 | 0 | 0 | 0 | 0 | 0 | 0 | 0 | 0 | 0 | 0 | 0 | 0 | 0 | 0 | 0 | 0 | 0 | 0 | 0 | 0 | 0 | 0 | 0 | 0 | 0
| '54 | SM' | 0 | 0 | 0 | 0 | 0 | 0 | 0 | 0 | 0 | 0 | 0 | 0 | 0 | 0 | 0 | 0 | 0 | 0 | 0 | 0 | 0 | 0 | 0 | 0 | 0 | 0 | 0 | 0 | 0 | 0 | 0 | 0 | 0 | 0 | 0 | 0 | 0 | 0 | 0 | 0 | 0 | 0 | 0 | 0 | 0 | 0 | 0 | 0 | 0 | 0 | 0
| '55 | GN' | 0 | 0 | 0 | 0 | 0 | 0 | 0 | 0 | 0 | 0 | 0 | 0 | 0 | 0 | 0 | 0 | 0 | 0 | 0 | 0 | 0 | 0 | 0 | 0 | 0 | 0 | 0 | 0 | 0 | 0 | 0 | 0 | 0 | 0 | 0 | 0 | 0 | 0 | 0 | 0 | 0 | 0 | 0 | 0 | 0 | 0 | 0 | 0 | 0 | 0 | 0
| '56 | WD' | 0 | 0 | 0 | 0 | 0 | 0 | 0 | 0 | 0 | 0 | 0 | 0 | 0 | 0 | 0 | 0 | 0 | 0 | 0 | 0 | 0 | 0 | 0 | 0 | 0 | 0 | 0 | 0 | 0 | 0 | 0 | 0 | 0 | 0 | 0 | 0 | 0 | 0 | 0 | 0 | 0 | 0 | 0 | 0 | 0 | 0 | 0 | 0 | 0 | 0 | 0
| '57 | BI' | 0 | 0 | 0 | 0 | 0 | 0 | 0 | 0 | 0 | 0 | 0 | 0 | 0 | 0 | 0 | 0 | 0 | 0 | 0 | 0 | 0 | 0 | 0 | 0 | 0 | 0 | 0 | 0 | 0 | 0 | 0 | 0 | 0 | 0 | 0 | 0 | 0 | 0 | 0 | 0 | 0 | 0 | 0 | 0 | 0 | 0 | 0 | 0 | 0 | 0 | 0
| '58 | GT' | 0 | 0 | 0 | 0 | 0 | 0 | 0 | 0 | 0 | 0 | 0 | 0 | 0 | 0 | 0 | 0 | 0 | 0 | 0 | 0 | 0 | 0 | 0 | 0 | 0 | 0 | 0 | 0 | 0 | 0 | 0 | 0 | 0 | 0 | 0 | 0 | 0 | 0 | 0 | 0 | 0 | 0 | 0 | 0 | 0 | 0 | 0 | 0 | 0 | 0 | 0
| '59 | AG' | 0 | 0 | 0 | 0 | 0 | 0 | 0 | 0 | 0 | 0 | 0 | 0 | 0 | 0 | 0 | 0 | 0 | 0 | 0 | 0 | 0 | 0 | 0 | 0 | 0 | 0 | 0 | 0 | 0 | 0 | 0 | 0 | 0 | 0 | 0 | 0 | 0 | 0 | 0 | 0 | 0 | 0 | 0 | 0 | 0 | 0 | 0 | 0 | 0 | 0 | 0
| '60 | MS' | 0 | 0 | 0 | 0 | 0 | 0 | 0 | 0 | 0 | 0 | 0 | 0 | 0 | 0 | 0 | 0 | 0 | 0 | 0 | 0 | 0 | 0 | 0 | 0 | 0 | 0 | 0 | 0 | 0 | 0 | 0 | 0 | 0 | 0 | 0 | 0 | 0 | 0 | 0 | 0 | 0 | 0 | 0 | 0 | 0 | 0 | 0 | 0 | 0 | 0 | 0
| '61 | HY' | 0 | 0 | 0 | 0 | 0 | 0 | 0 | 0 | 0 | 0 | 0 | 0 | 0 | 0 | 0 | 0 | 0 | 0 | 0 | 0 | 0 | 0 | 0 | 0 | 0 | 0 | 0 | 0 | 0 | 0 | 0 | 0 | 0 | 0 | 0 | 0 | 0 | 0 | 0 | 0 | 0 | 0 | 0 | 0 | 0 | 0 | 0 | 0 | 0 | 0 | 0
| '62 | HO' | 0 | 0 | 0 | 0 | 0 | 0 | 0 | 0 | 0 | 0 | 0 | 0 | 0 | 0 | 0 | 0 | 0 | 0 | 0 | 0 | 0 | 0 | 0 | 0 | 0 | 0 | 0 | 0 | 0 | 0 | 0 | 0 | 0 | 0 | 0 | 0 | 0 | 0 | 0 | 0 | 0 | 0 | 0 | 0 | 0 | 0 | 0 | 0 | 0 | 0 | 0
| '63 | HI' | 0 | 0 | 0 | 0 | 0 | 0 | 0 | 0 | 0 | 0 | 0 | 0 | 0 | 0 | 0 | 0 | 0 | 0 | 0 | 0 | 0 | 0 | 0 | 0 | 0 | 0 | 0 | 0 | 0 | 0 | 0 | 0 | 0 | 0 | 0 | 0 | 0 | 0 | 0 | 0 | 0 | 0 | 0 | 0 | 0 | 0 | 0 | 0 | 0 | 0 | 0
| '64 | TI' | 0 | 0 | 0 | 0 | 0 | 0 | 0 | 0 | 0 | 0 | 0 | 0 | 0 | 0 | 0 | 0 | 0 | 0 | 0 | 0 | 0 | 0 | 0 | 0 | 0 | 0 | 0 | 0 | 0 | 0 | 0 | 0 | 0 | 0 | 0 | 0 | 0 | 0 | 0 | 0 | 0 | 0 | 0 | 0 | 0 | 0 | 0 | 0 | 0 | 0 | 0
| '65 | PS' | 0 | 0 | 0 | 0 | 0 | 0 | 0 | 0 | 0 | 0 | 0 | 0 | 0 | 0 | 0 | 0 | 0 | 0 | 0 | 0 | 0 | 0 | 0 | 0 | 0 | 0 | 0 | 0 | 0 | 0 | 0 | 0 | 0 | 0 | 0 | 0 | 0 | 0 | 0 | 0 | 0 | 0 | 0 | 0 | 0 | 0 | 0 | 0 | 0 | 0 | 0
| '66 | P2' | 0 | 0 | 0 | 0 | 0 | 0 | 0 | 0 | 0 | 0 | 0 | 0 | 0 | 0 | 0 | 0 | 0 | 0 | 0 | 0 | 0 | 0 | 0 | 0 | 0 | 0 | 0 | 0 | 0 | 0 | 0 | 0 | 0 | 0 | 0 | 0 | 0 | 0 | 0 | 0 | 0 | 0 | 0 | 0 | 0 | 0 | 0 | 0 | 0 | 0 | 0
| '67 | SQ' | 0 | 0 | 0 | 0 | 0 | 0 | 0 | 0 | 0 | 0 | 0 | 0 | 0 | 0 | 0 | 0 | 0 | 0 | 0 | 0 | 0 | 0 | 0 | 0 | 0 | 0 | 0 | 0 | 0 | 0 | 0 | 0 | 0 | 0 | 0 | 0 | 0 | 0 | 0 | 0 | 0 | 0 | 0 | 0 | 0 | 0 | 0 | 0 | 0 | 0 | 0
| '68 | DS' | 0 | 0 | 0 | 0 | 0 | 0 | 0 | 0 | 0 | 0 | 0 | 0 | 0 | 0 | 0 | 0 | 0 | 0 | 0 | 0 | 0 | 0 | 0 | 0 | 0 | 0 | 0 | 0 | 0 | 0 | 0 | 0 | 0 | 0 | 0 | 0 | 0 | 0 | 0 | 0 | 0 | 0 | 0 | 0 | 0 | 0 | 0 | 0 | 0 | 0 | 0
| '69 | OS' | 0 | 0 | 0 | 0 | 0 | 0 | 0 | 0 | 0 | 0 | 0 | 0 | 0 | 0 | 0 | 0 | 0 | 0 | 0 | 0 | 0 | 0 | 0 | 0 | 0 | 0 | 0 | 0 | 0 | 0 | 0 | 0 | 0 | 0 | 0 | 0 | 0 | 0 | 0 | 0 | 0 | 0 | 0 | 0 | 0 | 0 | 0 | 0 | 0 | 0 | 0
| '70 | WN' | 0 | 0 | 0 | 0 | 0 | 0 | 0 | 0 | 0 | 0 | 0 | 0 | 0 | 0 | 0 | 0 | 0 | 0 | 0 | 0 | 0 | 0 | 0 | 0 | 0 | 0 | 0 | 0 | 0 | 0 | 0 | 0 | 0 | 0 | 0 | 0 | 0 | 0 | 0 | 0 | 0 | 0 | 0 | 0 | 0 | 0 | 0 | 0 | 0 | 0 | 0
| '71 | WL' | 0 | 0 | 0 | 0 | 0 | 0 | 0 | 0 | 0 | 0 | 0 | 0 | 0 | 0 | 0 | 0 | 0 | 0 | 0 | 0 | 0 | 0 | 0 | 0 | 0 | 0 | 0 | 0 | 0 | 0 | 0 | 0 | 0 | 0 | 0 | 0 | 0 | 0 | 0 | 0 | 0 | 0 | 0 | 0 | 0 | 0 | 0 | 0 | 0 | 0 | 0
| '72 | WF' | 0 | 0 | 0 | 0 | 0 | 0 | 0 | 0 | 0 | 0 | 0 | 0 | 0 | 0 | 0 | 0 | 0 | 0 | 0 | 0 | 0 | 0 | 0 | 0 | 0 | 0 | 0 | 0 | 0 | 0 | 0 | 0 | 0 | 0 | 0 | 0 | 0 | 0 | 0 | 0 | 0 | 0 | 0 | 0 | 0 | 0 | 0 | 0 | 0 | 0 | 0
| '73 | SO' | 0 | 0 | 0 | 0 | 0 | 0 | 0 | 0 | 0 | 0 | 0 | 0 | 0 | 0 | 0 | 0 | 0 | 0 | 0 | 0 | 0 | 0 | 0 | 0 | 0 | 0 | 0 | 0 | 0 | 0 | 0 | 0 | 0 | 0 | 0 | 0 | 0 | 0 | 0 | 0 | 0 | 0 | 0 | 0 | 0 | 0 | 0 | 0 | 0 | 0 | 0
| '74 | SS' | 0 | 0 | 0 | 0 | 0 | 0 | 0 | 0 | 0 | 0 | 0 | 0 | 0 | 0 | 0 | 0 | 0 | 0 | 0 | 0 | 0 | 0 | 0 | 0 | 0 | 0 | 0 | 0 | 0 | 0 | 0 | 0 | 0 | 0 | 0 | 0 | 0 | 0 | 0 | 0 | 0 | 0 | 0 | 0 | 0 | 0 | 0 | 0 | 0 | 0 | 0
| '75 | S2' | 0 | 0 | 0 | 0 | 0 | 0 | 0 | 0 | 0 | 0 | 0 | 0 | 0 | 0 | 0 | 0 | 0 | 0 | 0 | 0 | 0 | 0 | 0 | 0 | 0 | 0 | 0 | 0 | 0 | 0 | 0 | 0 | 0 | 0 | 0 | 0 | 0 | 0 | 0 | 0 | 0 | 0 | 0 | 0 | 0 | 0 | 0 | 0 | 0 | 0 | 0
| '76 | PV' | 0 | 0 | 0 | 0 | 0 | 0 | 0 | 0 | 0 | 0 | 0 | 0 | 0 | 0 | 0 | 0 | 0 | 0 | 0 | 0 | 0 | 0 | 0 | 0 | 0 | 0 | 0 | 0 | 0 | 0 | 0 | 0 | 0 | 0 | 0 | 0 | 0 | 0 | 0 | 0 | 0 | 0 | 0 | 0 | 0 | 0 | 0 | 0 | 0 | 0 | 0
| '77 | PT' | 0 | 0 | 0 | 0 | 0 | 0 | 0 | 0 | 0 | 0 | 0 | 0 | 0 | 0 | 0 | 0 | 0 | 0 | 0 | 0 | 0 | 0 | 0 | 0 | 0 | 0 | 0 | 0 | 0 | 0 | 0 | 0 | 0 | 0 | 0 | 0 | 0 | 0 | 0 | 0 | 0 | 0 | 0 | 0 | 0 | 0 | 0 | 0 | 0 | 0 | 0
| '78 | IN' | 0 | 0 | 0 | 0 | 0 | 0 | 0 | 0 | 0 | 0 | 0 | 0 | 0 | 0 | 0 | 0 | 0 | 0 | 0 | 0 | 0 | 0 | 0 | 0 | 0 | 0 | 0 | 0 | 0 | 0 | 0 | 0 | 0 | 0 | 0 | 0 | 0 | 0 | 0 | 0 | 0 | 0 | 0 | 0 | 0 | 0 | 0 | 0 | 0 | 0 | 0
| '79 | DB' | 0 | 0 | 0 | 0 | 0 | 0 | 0 | 0 | 0 | 0 | 0 | 0 | 0 | 0 | 0 | 0 | 0 | 0 | 0 | 0 | 0 | 0 | 0 | 0 | 0 | 0 | 0 | 0 | 0 | 0 | 0 | 0 | 0 | 0 | 0 | 0 | 0 | 0 | 0 | 0 | 0 | 0 | 0 | 0 | 0 | 0 | 0 | 0 | 0 | 0 | 0
| '80 | DP' | 0 | 0 | 0 | 0 | 0 | 0 | 0 | 0 | 0 | 0 | 0 | 0 | 0 | 0 | 0 | 0 | 0 | 0 | 0 | 0 | 0 | 0 | 0 | 0 | 0 | 0 | 0 | 0 | 0 | 0 | 0 | 0 | 0 | 0 | 0 | 0 | 0 | 0 | 0 | 0 | 0 | 0 | 0 | 0 | 0 | 0 | 0 | 0 | 0 | 0 | 0
OVRWRT HRYR
#### UPOVHR: REPLACEMENT HEAT RATES PER PLANT TYPE AND YEAR
| BY | YR: | 2000 | 2001 | 2002 | 2003 | 2004 | 2005 | 2006 | 2007 | 2008 | 2009 | 2010 | 2011 | 2012 | 2013 | 2014 | 2015 | 2016 | 2017 | 2018 | 2019 | 2020 | 2021 | 2022 | 2023 | 2024 | 2025 | 2026 | 2027 | 2028 | 2029 | 2030 | 2031 | 2032 | 2033 | 2034 | 2035 | 2036 | 2037 | 2038 | 2039 | 2040 | 2041 | 2042 | 2043 | 2044 | 2045 | 2046 | 2047 | 2048 | 2049 | 2050
| '01 | B1' | 0 | 0 | 0 | 0 | 0 | 0 | 0 | 0 | 0 | 0 | 0 | 0 | 0 | 0 | 0 | 0 | 0 | 0 | 0 | 0 | 0 | 0 | 0 | 0 | 0 | 0 | 0 | 0 | 0 | 0 | 0 | 0 | 0 | 0 | 0 | 0 | 0 | 0 | 0 | 0 | 0 | 0 | 0 | 0 | 0 | 0 | 0 | 0 | 0 | 0 | 0
| '02 | B2' | 0 | 0 | 0 | 0 | 0 | 0 | 0 | 0 | 0 | 0 | 0 | 0 | 0 | 0 | 0 | 0 | 0 | 0 | 0 | 0 | 0 | 0 | 0 | 0 | 0 | 0 | 0 | 0 | 0 | 0 | 0 | 0 | 0 | 0 | 0 | 0 | 0 | 0 | 0 | 0 | 0 | 0 | 0 | 0 | 0 | 0 | 0 | 0 | 0 | 0 | 0
| '03 | B3' | 0 | 0 | 0 | 0 | 0 | 0 | 0 | 0 | 0 | 0 | 0 | 0 | 0 | 0 | 0 | 0 | 0 | 0 | 0 | 0 | 0 | 0 | 0 | 0 | 0 | 0 | 0 | 0 | 0 | 0 | 0 | 0 | 0 | 0 | 0 | 0 | 0 | 0 | 0 | 0 | 0 | 0 | 0 | 0 | 0 | 0 | 0 | 0 | 0 | 0 | 0
| '04 | B4' | 0 | 0 | 0 | 0 | 0 | 0 | 0 | 0 | 0 | 0 | 0 | 0 | 0 | 0 | 0 | 0 | 0 | 0 | 0 | 0 | 0 | 0 | 0 | 0 | 0 | 0 | 0 | 0 | 0 | 0 | 0 | 0 | 0 | 0 | 0 | 0 | 0 | 0 | 0 | 0 | 0 | 0 | 0 | 0 | 0 | 0 | 0 | 0 | 0 | 0 | 0
| '05 | B5' | 0 | 0 | 0 | 0 | 0 | 0 | 0 | 0 | 0 | 0 | 0 | 0 | 0 | 0 | 0 | 0 | 0 | 0 | 0 | 0 | 0 | 0 | 0 | 0 | 0 | 0 | 0 | 0 | 0 | 0 | 0 | 0 | 0 | 0 | 0 | 0 | 0 | 0 | 0 | 0 | 0 | 0 | 0 | 0 | 0 | 0 | 0 | 0 | 0 | 0 | 0
| '06 | B6' | 0 | 0 | 0 | 0 | 0 | 0 | 0 | 0 | 0 | 0 | 0 | 0 | 0 | 0 | 0 | 0 | 0 | 0 | 0 | 0 | 0 | 0 | 0 | 0 | 0 | 0 | 0 | 0 | 0 | 0 | 0 | 0 | 0 | 0 | 0 | 0 | 0 | 0 | 0 | 0 | 0 | 0 | 0 | 0 | 0 | 0 | 0 | 0 | 0 | 0 | 0
| '07 | B7' | 0 | 0 | 0 | 0 | 0 | 0 | 0 | 0 | 0 | 0 | 0 | 0 | 0 | 0 | 0 | 0 | 0 | 0 | 0 | 0 | 0 | 0 | 0 | 0 | 0 | 0 | 0 | 0 | 0 | 0 | 0 | 0 | 0 | 0 | 0 | 0 | 0 | 0 | 0 | 0 | 0 | 0 | 0 | 0 | 0 | 0 | 0 | 0 | 0 | 0 | 0
| '08 | B8' | 0 | 0 | 0 | 0 | 0 | 0 | 0 | 0 | 0 | 0 | 0 | 0 | 0 | 0 | 0 | 0 | 0 | 0 | 0 | 0 | 0 | 0 | 0 | 0 | 0 | 0 | 0 | 0 | 0 | 0 | 0 | 0 | 0 | 0 | 0 | 0 | 0 | 0 | 0 | 0 | 0 | 0 | 0 | 0 | 0 | 0 | 0 | 0 | 0 | 0 | 0
| '09 | C1' | 0 | 0 | 0 | 0 | 0 | 0 | 0 | 0 | 0 | 0 | 0 | 0 | 0 | 0 | 0 | 0 | 0 | 0 | 0 | 0 | 0 | 0 | 0 | 0 | 0 | 0 | 0 | 0 | 0 | 0 | 0 | 0 | 0 | 0 | 0 | 0 | 0 | 0 | 0 | 0 | 0 | 0 | 0 | 0 | 0 | 0 | 0 | 0 | 0 | 0 | 0
| '10 | C2' | 0 | 0 | 0 | 0 | 0 | 0 | 0 | 0 | 0 | 0 | 0 | 0 | 0 | 0 | 0 | 0 | 0 | 0 | 0 | 0 | 0 | 0 | 0 | 0 | 0 | 0 | 0 | 0 | 0 | 0 | 0 | 0 | 0 | 0 | 0 | 0 | 0 | 0 | 0 | 0 | 0 | 0 | 0 | 0 | 0 | 0 | 0 | 0 | 0 | 0 | 0
| '11 | C3' | 0 | 0 | 0 | 0 | 0 | 0 | 0 | 0 | 0 | 0 | 0 | 0 | 0 | 0 | 0 | 0 | 0 | 0 | 0 | 0 | 0 | 0 | 0 | 0 | 0 | 0 | 0 | 0 | 0 | 0 | 0 | 0 | 0 | 0 | 0 | 0 | 0 | 0 | 0 | 0 | 0 | 0 | 0 | 0 | 0 | 0 | 0 | 0 | 0 | 0 | 0
| '12 | C4' | 0 | 0 | 0 | 0 | 0 | 0 | 0 | 0 | 0 | 0 | 0 | 0 | 0 | 0 | 0 | 0 | 0 | 0 | 0 | 0 | 0 | 0 | 0 | 0 | 0 | 0 | 0 | 0 | 0 | 0 | 0 | 0 | 0 | 0 | 0 | 0 | 0 | 0 | 0 | 0 | 0 | 0 | 0 | 0 | 0 | 0 | 0 | 0 | 0 | 0 | 0
| '13 | C5' | 0 | 0 | 0 | 0 | 0 | 0 | 0 | 0 | 0 | 0 | 0 | 0 | 0 | 0 | 0 | 0 | 0 | 0 | 0 | 0 | 0 | 0 | 0 | 0 | 0 | 0 | 0 | 0 | 0 | 0 | 0 | 0 | 0 | 0 | 0 | 0 | 0 | 0 | 0 | 0 | 0 | 0 | 0 | 0 | 0 | 0 | 0 | 0 | 0 | 0 | 0
| '14 | C6' | 0 | 0 | 0 | 0 | 0 | 0 | 0 | 0 | 0 | 0 | 0 | 0 | 0 | 0 | 0 | 0 | 0 | 0 | 0 | 0 | 0 | 0 | 0 | 0 | 0 | 0 | 0 | 0 | 0 | 0 | 0 | 0 | 0 | 0 | 0 | 0 | 0 | 0 | 0 | 0 | 0 | 0 | 0 | 0 | 0 | 0 | 0 | 0 | 0 | 0 | 0
| '15 | C7' | 0 | 0 | 0 | 0 | 0 | 0 | 0 | 0 | 0 | 0 | 0 | 0 | 0 | 0 | 0 | 0 | 0 | 0 | 0 | 0 | 0 | 0 | 0 | 0 | 0 | 0 | 0 | 0 | 0 | 0 | 0 | 0 | 0 | 0 | 0 | 0 | 0 | 0 | 0 | 0 | 0 | 0 | 0 | 0 | 0 | 0 | 0 | 0 | 0 | 0 | 0
| '16 | C8' | 0 | 0 | 0 | 0 | 0 | 0 | 0 | 0 | 0 | 0 | 0 | 0 | 0 | 0 | 0 | 0 | 0 | 0 | 0 | 0 | 0 | 0 | 0 | 0 | 0 | 0 | 0 | 0 | 0 | 0 | 0 | 0 | 0 | 0 | 0 | 0 | 0 | 0 | 0 | 0 | 0 | 0 | 0 | 0 | 0 | 0 | 0 | 0 | 0 | 0 | 0
| '17 | C9' | 0 | 0 | 0 | 0 | 0 | 0 | 0 | 0 | 0 | 0 | 0 | 0 | 0 | 0 | 0 | 0 | 0 | 0 | 0 | 0 | 0 | 0 | 0 | 0 | 0 | 0 | 0 | 0 | 0 | 0 | 0 | 0 | 0 | 0 | 0 | 0 | 0 | 0 | 0 | 0 | 0 | 0 | 0 | 0 | 0 | 0 | 0 | 0 | 0 | 0 | 0
| '18 | CX' | 0 | 0 | 0 | 0 | 0 | 0 | 0 | 0 | 0 | 0 | 0 | 0 | 0 | 0 | 0 | 0 | 0 | 0 | 0 | 0 | 0 | 0 | 0 | 0 | 0 | 0 | 0 | 0 | 0 | 0 | 0 | 0 | 0 | 0 | 0 | 0 | 0 | 0 | 0 | 0 | 0 | 0 | 0 | 0 | 0 | 0 | 0 | 0 | 0 | 0 | 0
| '19 | CY' | 0 | 0 | 0 | 0 | 0 | 0 | 0 | 0 | 0 | 0 | 0 | 0 | 0 | 0 | 0 | 0 | 0 | 0 | 0 | 0 | 0 | 0 | 0 | 0 | 0 | 0 | 0 | 0 | 0 | 0 | 0 | 0 | 0 | 0 | 0 | 0 | 0 | 0 | 0 | 0 | 0 | 0 | 0 | 0 | 0 | 0 | 0 | 0 | 0 | 0 | 0
| '20 | CZ' | 0 | 0 | 0 | 0 | 0 | 0 | 0 | 0 | 0 | 0 | 0 | 0 | 0 | 0 | 0 | 0 | 0 | 0 | 0 | 0 | 0 | 0 | 0 | 0 | 0 | 0 | 0 | 0 | 0 | 0 | 0 | 0 | 0 | 0 | 0 | 0 | 0 | 0 | 0 | 0 | 0 | 0 | 0 | 0 | 0 | 0 | 0 | 0 | 0 | 0 | 0
| '21 | H1' | 0 | 0 | 0 | 0 | 0 | 0 | 0 | 0 | 0 | 0 | 0 | 0 | 0 | 0 | 0 | 0 | 0 | 0 | 0 | 0 | 0 | 0 | 0 | 0 | 0 | 0 | 0 | 0 | 0 | 0 | 0 | 0 | 0 | 0 | 0 | 0 | 0 | 0 | 0 | 0 | 0 | 0 | 0 | 0 | 0 | 0 | 0 | 0 | 0 | 0 | 0
| '22 | H2' | 0 | 0 | 0 | 0 | 0 | 0 | 0 | 0 | 0 | 0 | 0 | 0 | 0 | 0 | 0 | 0 | 0 | 0 | 0 | 0 | 0 | 0 | 0 | 0 | 0 | 0 | 0 | 0 | 0 | 0 | 0 | 0 | 0 | 0 | 0 | 0 | 0 | 0 | 0 | 0 | 0 | 0 | 0 | 0 | 0 | 0 | 0 | 0 | 0 | 0 | 0
| '23 | H3' | 0 | 0 | 0 | 0 | 0 | 0 | 0 | 0 | 0 | 0 | 0 | 0 | 0 | 0 | 0 | 0 | 0 | 0 | 0 | 0 | 0 | 0 | 0 | 0 | 0 | 0 | 0 | 0 | 0 | 0 | 0 | 0 | 0 | 0 | 0 | 0 | 0 | 0 | 0 | 0 | 0 | 0 | 0 | 0 | 0 | 0 | 0 | 0 | 0 | 0 | 0
| '24 | H4' | 0 | 0 | 0 | 0 | 0 | 0 | 0 | 0 | 0 | 0 | 0 | 0 | 0 | 0 | 0 | 0 | 0 | 0 | 0 | 0 | 0 | 0 | 0 | 0 | 0 | 0 | 0 | 0 | 0 | 0 | 0 | 0 | 0 | 0 | 0 | 0 | 0 | 0 | 0 | 0 | 0 | 0 | 0 | 0 | 0 | 0 | 0 | 0 | 0 | 0 | 0
| '25 | H5' | 0 | 0 | 0 | 0 | 0 | 0 | 0 | 0 | 0 | 0 | 0 | 0 | 0 | 0 | 0 | 0 | 0 | 0 | 0 | 0 | 0 | 0 | 0 | 0 | 0 | 0 | 0 | 0 | 0 | 0 | 0 | 0 | 0 | 0 | 0 | 0 | 0 | 0 | 0 | 0 | 0 | 0 | 0 | 0 | 0 | 0 | 0 | 0 | 0 | 0 | 0
| '26 | H6' | 0 | 0 | 0 | 0 | 0 | 0 | 0 | 0 | 0 | 0 | 0 | 0 | 0 | 0 | 0 | 0 | 0 | 0 | 0 | 0 | 0 | 0 | 0 | 0 | 0 | 0 | 0 | 0 | 0 | 0 | 0 | 0 | 0 | 0 | 0 | 0 | 0 | 0 | 0 | 0 | 0 | 0 | 0 | 0 | 0 | 0 | 0 | 0 | 0 | 0 | 0
| '27 | H7' | 0 | 0 | 0 | 0 | 0 | 0 | 0 | 0 | 0 | 0 | 0 | 0 | 0 | 0 | 0 | 0 | 0 | 0 | 0 | 0 | 0 | 0 | 0 | 0 | 0 | 0 | 0 | 0 | 0 | 0 | 0 | 0 | 0 | 0 | 0 | 0 | 0 | 0 | 0 | 0 | 0 | 0 | 0 | 0 | 0 | 0 | 0 | 0 | 0 | 0 | 0
| '28 | H8' | 0 | 0 | 0 | 0 | 0 | 0 | 0 | 0 | 0 | 0 | 0 | 0 | 0 | 0 | 0 | 0 | 0 | 0 | 0 | 0 | 0 | 0 | 0 | 0 | 0 | 0 | 0 | 0 | 0 | 0 | 0 | 0 | 0 | 0 | 0 | 0 | 0 | 0 | 0 | 0 | 0 | 0 | 0 | 0 | 0 | 0 | 0 | 0 | 0 | 0 | 0
| '29 | H9' | 0 | 0 | 0 | 0 | 0 | 0 | 0 | 0 | 0 | 0 | 0 | 0 | 0 | 0 | 0 | 0 | 0 | 0 | 0 | 0 | 0 | 0 | 0 | 0 | 0 | 0 | 0 | 0 | 0 | 0 | 0 | 0 | 0 | 0 | 0 | 0 | 0 | 0 | 0 | 0 | 0 | 0 | 0 | 0 | 0 | 0 | 0 | 0 | 0 | 0 | 0
| '30 | HA' | 0 | 0 | 0 | 0 | 0 | 0 | 0 | 0 | 0 | 0 | 0 | 0 | 0 | 0 | 0 | 0 | 0 | 0 | 0 | 0 | 0 | 0 | 0 | 0 | 0 | 0 | 0 | 0 | 0 | 0 | 0 | 0 | 0 | 0 | 0 | 0 | 0 | 0 | 0 | 0 | 0 | 0 | 0 | 0 | 0 | 0 | 0 | 0 | 0 | 0 | 0
| '31 | HB' | 0 | 0 | 0 | 0 | 0 | 0 | 0 | 0 | 0 | 0 | 0 | 0 | 0 | 0 | 0 | 0 | 0 | 0 | 0 | 0 | 0 | 0 | 0 | 0 | 0 | 0 | 0 | 0 | 0 | 0 | 0 | 0 | 0 | 0 | 0 | 0 | 0 | 0 | 0 | 0 | 0 | 0 | 0 | 0 | 0 | 0 | 0 | 0 | 0 | 0 | 0
| '32 | HC' | 0 | 0 | 0 | 0 | 0 | 0 | 0 | 0 | 0 | 0 | 0 | 0 | 0 | 0 | 0 | 0 | 0 | 0 | 0 | 0 | 0 | 0 | 0 | 0 | 0 | 0 | 0 | 0 | 0 | 0 | 0 | 0 | 0 | 0 | 0 | 0 | 0 | 0 | 0 | 0 | 0 | 0 | 0 | 0 | 0 | 0 | 0 | 0 | 0 | 0 | 0
| '33 | PC' | 0 | 0 | 0 | 0 | 0 | 0 | 0 | 0 | 0 | 0 | 0 | 0 | 0 | 0 | 0 | 0 | 0 | 0 | 0 | 0 | 0 | 0 | 0 | 0 | 0 | 0 | 0 | 0 | 0 | 0 | 0 | 0 | 0 | 0 | 0 | 0 | 0 | 0 | 0 | 0 | 0 | 0 | 0 | 0 | 0 | 0 | 0 | 0 | 0 | 0 | 0
| '34 | OC' | 0 | 0 | 0 | 0 | 0 | 0 | 0 | 0 | 0 | 0 | 0 | 0 | 0 | 0 | 0 | 0 | 0 | 0 | 0 | 0 | 0 | 0 | 0 | 0 | 0 | 0 | 0 | 0 | 0 | 0 | 0 | 0 | 0 | 0 | 0 | 0 | 0 | 0 | 0 | 0 | 0 | 0 | 0 | 0 | 0 | 0 | 0 | 0 | 0 | 0 | 0
| '35 | IG' | 0 | 0 | 0 | 0 | 0 | 0 | 0 | 0 | 0 | 0 | 0 | 0 | 0 | 0 | 0 | 0 | 0 | 0 | 0 | 0 | 0 | 0 | 0 | 0 | 0 | 0 | 0 | 0 | 0 | 0 | 0 | 0 | 0 | 0 | 0 | 0 | 0 | 0 | 0 | 0 | 0 | 0 | 0 | 0 | 0 | 0 | 0 | 0 | 0 | 0 | 0
| '36 | I2' | 0 | 0 | 0 | 0 | 0 | 0 | 0 | 0 | 0 | 0 | 0 | 0 | 0 | 0 | 0 | 0 | 0 | 0 | 0 | 0 | 0 | 0 | 0 | 0 | 0 | 0 | 0 | 0 | 0 | 0 | 0 | 0 | 0 | 0 | 0 | 0 | 0 | 0 | 0 | 0 | 0 | 0 | 0 | 0 | 0 | 0 | 0 | 0 | 0 | 0 | 0
| '37 | PQ' | 0 | 0 | 0 | 0 | 0 | 0 | 0 | 0 | 0 | 0 | 0 | 0 | 0 | 0 | 0 | 0 | 0 | 0 | 0 | 0 | 0 | 0 | 0 | 0 | 0 | 0 | 0 | 0 | 0 | 0 | 0 | 0 | 0 | 0 | 0 | 0 | 0 | 0 | 0 | 0 | 0 | 0 | 0 | 0 | 0 | 0 | 0 | 0 | 0 | 0 | 0
| '38 | IS' | 0 | 0 | 0 | 0 | 0 | 0 | 0 | 0 | 0 | 0 | 0 | 0 | 0 | 0 | 0 | 0 | 0 | 0 | 0 | 0 | 0 | 0 | 0 | 0 | 0 | 0 | 0 | 0 | 0 | 0 | 0 | 0 | 0 | 0 | 0 | 0 | 0 | 0 | 0 | 0 | 0 | 0 | 0 | 0 | 0 | 0 | 0 | 0 | 0 | 0 | 0
| '39 | NG' | 0 | 0 | 0 | 0 | 0 | 0 | 0 | 0 | 0 | 0 | 0 | 0 | 0 | 0 | 0 | 0 | 0 | 0 | 0 | 0 | 0 | 0 | 0 | 0 | 0 | 0 | 0 | 0 | 0 | 0 | 0 | 0 | 0 | 0 | 0 | 0 | 0 | 0 | 0 | 0 | 0 | 0 | 0 | 0 | 0 | 0 | 0 | 0 | 0 | 0 | 0
| '40 | ST' | 0 | 0 | 0 | 0 | 0 | 0 | 0 | 0 | 0 | 0 | 0 | 0 | 0 | 0 | 0 | 0 | 0 | 0 | 0 | 0 | 0 | 0 | 0 | 0 | 0 | 0 | 0 | 0 | 0 | 0 | 0 | 0 | 0 | 0 | 0 | 0 | 0 | 0 | 0 | 0 | 0 | 0 | 0 | 0 | 0 | 0 | 0 | 0 | 0 | 0 | 0
| '41 | ET' | 0 | 0 | 0 | 0 | 0 | 0 | 0 | 0 | 0 | 0 | 0 | 0 | 0 | 0 | 0 | 0 | 0 | 0 | 0 | 0 | 0 | 0 | 0 | 0 | 0 | 0 | 0 | 0 | 0 | 0 | 0 | 0 | 0 | 0 | 0 | 0 | 0 | 0 | 0 | 0 | 0 | 0 | 0 | 0 | 0 | 0 | 0 | 0 | 0 | 0 | 0
| '42 | IC' | 0 | 0 | 0 | 0 | 0 | 0 | 0 | 0 | 0 | 0 | 0 | 0 | 0 | 0 | 0 | 0 | 0 | 0 | 0 | 0 | 0 | 0 | 0 | 0 | 0 | 0 | 0 | 0 | 0 | 0 | 0 | 0 | 0 | 0 | 0 | 0 | 0 | 0 | 0 | 0 | 0 | 0 | 0 | 0 | 0 | 0 | 0 | 0 | 0 | 0 | 0
| '43 | CT' | 0 | 0 | 0 | 0 | 0 | 0 | 0 | 0 | 0 | 0 | 0 | 0 | 0 | 0 | 0 | 0 | 0 | 0 | 0 | 0 | 0 | 0 | 0 | 0 | 0 | 0 | 0 | 0 | 0 | 0 | 0 | 0 | 0 | 0 | 0 | 0 | 0 | 0 | 0 | 0 | 0 | 0 | 0 | 0 | 0 | 0 | 0 | 0 | 0 | 0 | 0
| '44 | T2' | 0 | 0 | 0 | 0 | 0 | 0 | 0 | 0 | 0 | 0 | 0 | 0 | 0 | 0 | 0 | 0 | 0 | 0 | 0 | 0 | 0 | 0 | 0 | 0 | 0 | 0 | 0 | 0 | 0 | 0 | 0 | 0 | 0 | 0 | 0 | 0 | 0 | 0 | 0 | 0 | 0 | 0 | 0 | 0 | 0 | 0 | 0 | 0 | 0 | 0 | 0
| '45 | AT' | 0 | 0 | 0 | 0 | 0 | 0 | 0 | 0 | 0 | 0 | 0 | 0 | 0 | 0 | 0 | 0 | 0 | 0 | 0 | 0 | 0 | 0 | 0 | 0 | 0 | 0 | 0 | 0 | 0 | 0 | 0 | 0 | 0 | 0 | 0 | 0 | 0 | 0 | 0 | 0 | 0 | 0 | 0 | 0 | 0 | 0 | 0 | 0 | 0 | 0 | 0
| '46 | EC' | 0 | 0 | 0 | 0 | 0 | 0 | 0 | 0 | 0 | 0 | 0 | 0 | 0 | 0 | 0 | 0 | 0 | 0 | 0 | 0 | 0 | 0 | 0 | 0 | 0 | 0 | 0 | 0 | 0 | 0 | 0 | 0 | 0 | 0 | 0 | 0 | 0 | 0 | 0 | 0 | 0 | 0 | 0 | 0 | 0 | 0 | 0 | 0 | 0 | 0 | 0
| '47 | CC' | 0 | 0 | 0 | 0 | 0 | 0 | 0 | 0 | 0 | 0 | 0 | 0 | 0 | 0 | 0 | 0 | 0 | 0 | 0 | 0 | 0 | 0 | 0 | 0 | 0 | 0 | 0 | 0 | 0 | 0 | 0 | 0 | 0 | 0 | 0 | 0 | 0 | 0 | 0 | 0 | 0 | 0 | 0 | 0 | 0 | 0 | 0 | 0 | 0 | 0 | 0
| '48 | AC' | 0 | 0 | 0 | 0 | 0 | 0 | 0 | 0 | 0 | 0 | 0 | 0 | 0 | 0 | 0 | 0 | 0 | 0 | 0 | 0 | 0 | 0 | 0 | 0 | 0 | 0 | 0 | 0 | 0 | 0 | 0 | 0 | 0 | 0 | 0 | 0 | 0 | 0 | 0 | 0 | 0 | 0 | 0 | 0 | 0 | 0 | 0 | 0 | 0 | 0 | 0
| '49 | A2' | 0 | 0 | 0 | 0 | 0 | 0 | 0 | 0 | 0 | 0 | 0 | 0 | 0 | 0 | 0 | 0 | 0 | 0 | 0 | 0 | 0 | 0 | 0 | 0 | 0 | 0 | 0 | 0 | 0 | 0 | 0 | 0 | 0 | 0 | 0 | 0 | 0 | 0 | 0 | 0 | 0 | 0 | 0 | 0 | 0 | 0 | 0 | 0 | 0 | 0 | 0
| '50 | CS' | 0 | 0 | 0 | 0 | 0 | 0 | 0 | 0 | 0 | 0 | 0 | 0 | 0 | 0 | 0 | 0 | 0 | 0 | 0 | 0 | 0 | 0 | 0 | 0 | 0 | 0 | 0 | 0 | 0 | 0 | 0 | 0 | 0 | 0 | 0 | 0 | 0 | 0 | 0 | 0 | 0 | 0 | 0 | 0 | 0 | 0 | 0 | 0 | 0 | 0 | 0
| '51 | FC' | 0 | 0 | 0 | 0 | 0 | 0 | 0 | 0 | 0 | 0 | 0 | 0 | 0 | 0 | 0 | 0 | 0 | 0 | 0 | 0 | 0 | 0 | 0 | 0 | 0 | 0 | 0 | 0 | 0 | 0 | 0 | 0 | 0 | 0 | 0 | 0 | 0 | 0 | 0 | 0 | 0 | 0 | 0 | 0 | 0 | 0 | 0 | 0 | 0 | 0 | 0
| '52 | CN' | 0 | 0 | 0 | 0 | 0 | 0 | 0 | 0 | 0 | 0 | 0 | 0 | 0 | 0 | 0 | 0 | 0 | 0 | 0 | 0 | 0 | 0 | 0 | 0 | 0 | 0 | 0 | 0 | 0 | 0 | 0 | 0 | 0 | 0 | 0 | 0 | 0 | 0 | 0 | 0 | 0 | 0 | 0 | 0 | 0 | 0 | 0 | 0 | 0 | 0 | 0
| '53 | AN' | 0 | 0 | 0 | 0 | 0 | 0 | 0 | 0 | 0 | 0 | 0 | 0 | 0 | 0 | 0 | 0 | 0 | 0 | 0 | 0 | 0 | 0 | 0 | 0 | 0 | 0 | 0 | 0 | 0 | 0 | 0 | 0 | 0 | 0 | 0 | 0 | 0 | 0 | 0 | 0 | 0 | 0 | 0 | 0 | 0 | 0 | 0 | 0 | 0 | 0 | 0
| '54 | SM' | 0 | 0 | 0 | 0 | 0 | 0 | 0 | 0 | 0 | 0 | 0 | 0 | 0 | 0 | 0 | 0 | 0 | 0 | 0 | 0 | 0 | 0 | 0 | 0 | 0 | 0 | 0 | 0 | 0 | 0 | 0 | 0 | 0 | 0 | 0 | 0 | 0 | 0 | 0 | 0 | 0 | 0 | 0 | 0 | 0 | 0 | 0 | 0 | 0 | 0 | 0
| '55 | GN' | 0 | 0 | 0 | 0 | 0 | 0 | 0 | 0 | 0 | 0 | 0 | 0 | 0 | 0 | 0 | 0 | 0 | 0 | 0 | 0 | 0 | 0 | 0 | 0 | 0 | 0 | 0 | 0 | 0 | 0 | 0 | 0 | 0 | 0 | 0 | 0 | 0 | 0 | 0 | 0 | 0 | 0 | 0 | 0 | 0 | 0 | 0 | 0 | 0 | 0 | 0
| '56 | WD' | 0 | 0 | 0 | 0 | 0 | 0 | 0 | 0 | 0 | 0 | 0 | 0 | 0 | 0 | 0 | 0 | 0 | 0 | 0 | 0 | 0 | 0 | 0 | 0 | 0 | 0 | 0 | 0 | 0 | 0 | 0 | 0 | 0 | 0 | 0 | 0 | 0 | 0 | 0 | 0 | 0 | 0 | 0 | 0 | 0 | 0 | 0 | 0 | 0 | 0 | 0
| '57 | BI' | 0 | 0 | 0 | 0 | 0 | 0 | 0 | 0 | 0 | 0 | 0 | 0 | 0 | 0 | 0 | 0 | 0 | 0 | 0 | 0 | 0 | 0 | 0 | 0 | 0 | 0 | 0 | 0 | 0 | 0 | 0 | 0 | 0 | 0 | 0 | 0 | 0 | 0 | 0 | 0 | 0 | 0 | 0 | 0 | 0 | 0 | 0 | 0 | 0 | 0 | 0
| '58 | GT' | 0 | 0 | 0 | 0 | 0 | 0 | 0 | 0 | 0 | 0 | 0 | 0 | 0 | 0 | 0 | 0 | 0 | 0 | 0 | 0 | 0 | 0 | 0 | 0 | 0 | 0 | 0 | 0 | 0 | 0 | 0 | 0 | 0 | 0 | 0 | 0 | 0 | 0 | 0 | 0 | 0 | 0 | 0 | 0 | 0 | 0 | 0 | 0 | 0 | 0 | 0
| '59 | AG' | 0 | 0 | 0 | 0 | 0 | 0 | 0 | 0 | 0 | 0 | 0 | 0 | 0 | 0 | 0 | 0 | 0 | 0 | 0 | 0 | 0 | 0 | 0 | 0 | 0 | 0 | 0 | 0 | 0 | 0 | 0 | 0 | 0 | 0 | 0 | 0 | 0 | 0 | 0 | 0 | 0 | 0 | 0 | 0 | 0 | 0 | 0 | 0 | 0 | 0 | 0
| '60 | MS' | 0 | 0 | 0 | 0 | 0 | 0 | 0 | 0 | 0 | 0 | 0 | 0 | 0 | 0 | 0 | 0 | 0 | 0 | 0 | 0 | 0 | 0 | 0 | 0 | 0 | 0 | 0 | 0 | 0 | 0 | 0 | 0 | 0 | 0 | 0 | 0 | 0 | 0 | 0 | 0 | 0 | 0 | 0 | 0 | 0 | 0 | 0 | 0 | 0 | 0 | 0
| '61 | HY' | 0 | 0 | 0 | 0 | 0 | 0 | 0 | 0 | 0 | 0 | 0 | 0 | 0 | 0 | 0 | 0 | 0 | 0 | 0 | 0 | 0 | 0 | 0 | 0 | 0 | 0 | 0 | 0 | 0 | 0 | 0 | 0 | 0 | 0 | 0 | 0 | 0 | 0 | 0 | 0 | 0 | 0 | 0 | 0 | 0 | 0 | 0 | 0 | 0 | 0 | 0
| '62 | HO' | 0 | 0 | 0 | 0 | 0 | 0 | 0 | 0 | 0 | 0 | 0 | 0 | 0 | 0 | 0 | 0 | 0 | 0 | 0 | 0 | 0 | 0 | 0 | 0 | 0 | 0 | 0 | 0 | 0 | 0 | 0 | 0 | 0 | 0 | 0 | 0 | 0 | 0 | 0 | 0 | 0 | 0 | 0 | 0 | 0 | 0 | 0 | 0 | 0 | 0 | 0
| '63 | HI' | 0 | 0 | 0 | 0 | 0 | 0 | 0 | 0 | 0 | 0 | 0 | 0 | 0 | 0 | 0 | 0 | 0 | 0 | 0 | 0 | 0 | 0 | 0 | 0 | 0 | 0 | 0 | 0 | 0 | 0 | 0 | 0 | 0 | 0 | 0 | 0 | 0 | 0 | 0 | 0 | 0 | 0 | 0 | 0 | 0 | 0 | 0 | 0 | 0 | 0 | 0
| '64 | TI' | 0 | 0 | 0 | 0 | 0 | 0 | 0 | 0 | 0 | 0 | 0 | 0 | 0 | 0 | 0 | 0 | 0 | 0 | 0 | 0 | 0 | 0 | 0 | 0 | 0 | 0 | 0 | 0 | 0 | 0 | 0 | 0 | 0 | 0 | 0 | 0 | 0 | 0 | 0 | 0 | 0 | 0 | 0 | 0 | 0 | 0 | 0 | 0 | 0 | 0 | 0
| '65 | PS' | 0 | 0 | 0 | 0 | 0 | 0 | 0 | 0 | 0 | 0 | 0 | 0 | 0 | 0 | 0 | 0 | 0 | 0 | 0 | 0 | 0 | 0 | 0 | 0 | 0 | 0 | 0 | 0 | 0 | 0 | 0 | 0 | 0 | 0 | 0 | 0 | 0 | 0 | 0 | 0 | 0 | 0 | 0 | 0 | 0 | 0 | 0 | 0 | 0 | 0 | 0
| '66 | P2' | 0 | 0 | 0 | 0 | 0 | 0 | 0 | 0 | 0 | 0 | 0 | 0 | 0 | 0 | 0 | 0 | 0 | 0 | 0 | 0 | 0 | 0 | 0 | 0 | 0 | 0 | 0 | 0 | 0 | 0 | 0 | 0 | 0 | 0 | 0 | 0 | 0 | 0 | 0 | 0 | 0 | 0 | 0 | 0 | 0 | 0 | 0 | 0 | 0 | 0 | 0
| '67 | SQ' | 0 | 0 | 0 | 0 | 0 | 0 | 0 | 0 | 0 | 0 | 0 | 0 | 0 | 0 | 0 | 0 | 0 | 0 | 0 | 0 | 0 | 0 | 0 | 0 | 0 | 0 | 0 | 0 | 0 | 0 | 0 | 0 | 0 | 0 | 0 | 0 | 0 | 0 | 0 | 0 | 0 | 0 | 0 | 0 | 0 | 0 | 0 | 0 | 0 | 0 | 0
| '68 | DS' | 0 | 0 | 0 | 0 | 0 | 0 | 0 | 0 | 0 | 0 | 0 | 0 | 0 | 0 | 0 | 0 | 0 | 0 | 0 | 0 | 0 | 0 | 0 | 0 | 0 | 0 | 0 | 0 | 0 | 0 | 0 | 0 | 0 | 0 | 0 | 0 | 0 | 0 | 0 | 0 | 0 | 0 | 0 | 0 | 0 | 0 | 0 | 0 | 0 | 0 | 0
| '69 | OS' | 0 | 0 | 0 | 0 | 0 | 0 | 0 | 0 | 0 | 0 | 0 | 0 | 0 | 0 | 0 | 0 | 0 | 0 | 0 | 0 | 0 | 0 | 0 | 0 | 0 | 0 | 0 | 0 | 0 | 0 | 0 | 0 | 0 | 0 | 0 | 0 | 0 | 0 | 0 | 0 | 0 | 0 | 0 | 0 | 0 | 0 | 0 | 0 | 0 | 0 | 0
| '70 | WN' | 0 | 0 | 0 | 0 | 0 | 0 | 0 | 0 | 0 | 0 | 0 | 0 | 0 | 0 | 0 | 0 | 0 | 0 | 0 | 0 | 0 | 0 | 0 | 0 | 0 | 0 | 0 | 0 | 0 | 0 | 0 | 0 | 0 | 0 | 0 | 0 | 0 | 0 | 0 | 0 | 0 | 0 | 0 | 0 | 0 | 0 | 0 | 0 | 0 | 0 | 0
| '71 | WL' | 0 | 0 | 0 | 0 | 0 | 0 | 0 | 0 | 0 | 0 | 0 | 0 | 0 | 0 | 0 | 0 | 0 | 0 | 0 | 0 | 0 | 0 | 0 | 0 | 0 | 0 | 0 | 0 | 0 | 0 | 0 | 0 | 0 | 0 | 0 | 0 | 0 | 0 | 0 | 0 | 0 | 0 | 0 | 0 | 0 | 0 | 0 | 0 | 0 | 0 | 0
| '72 | WF' | 0 | 0 | 0 | 0 | 0 | 0 | 0 | 0 | 0 | 0 | 0 | 0 | 0 | 0 | 0 | 0 | 0 | 0 | 0 | 0 | 0 | 0 | 0 | 0 | 0 | 0 | 0 | 0 | 0 | 0 | 0 | 0 | 0 | 0 | 0 | 0 | 0 | 0 | 0 | 0 | 0 | 0 | 0 | 0 | 0 | 0 | 0 | 0 | 0 | 0 | 0
| '73 | SO' | 0 | 0 | 0 | 0 | 0 | 0 | 0 | 0 | 0 | 0 | 0 | 0 | 0 | 0 | 0 | 0 | 0 | 0 | 0 | 0 | 0 | 0 | 0 | 0 | 0 | 0 | 0 | 0 | 0 | 0 | 0 | 0 | 0 | 0 | 0 | 0 | 0 | 0 | 0 | 0 | 0 | 0 | 0 | 0 | 0 | 0 | 0 | 0 | 0 | 0 | 0
| '74 | SS' | 0 | 0 | 0 | 0 | 0 | 0 | 0 | 0 | 0 | 0 | 0 | 0 | 0 | 0 | 0 | 0 | 0 | 0 | 0 | 0 | 0 | 0 | 0 | 0 | 0 | 0 | 0 | 0 | 0 | 0 | 0 | 0 | 0 | 0 | 0 | 0 | 0 | 0 | 0 | 0 | 0 | 0 | 0 | 0 | 0 | 0 | 0 | 0 | 0 | 0 | 0
| '75 | S2' | 0 | 0 | 0 | 0 | 0 | 0 | 0 | 0 | 0 | 0 | 0 | 0 | 0 | 0 | 0 | 0 | 0 | 0 | 0 | 0 | 0 | 0 | 0 | 0 | 0 | 0 | 0 | 0 | 0 | 0 | 0 | 0 | 0 | 0 | 0 | 0 | 0 | 0 | 0 | 0 | 0 | 0 | 0 | 0 | 0 | 0 | 0 | 0 | 0 | 0 | 0
| '76 | PV' | 0 | 0 | 0 | 0 | 0 | 0 | 0 | 0 | 0 | 0 | 0 | 0 | 0 | 0 | 0 | 0 | 0 | 0 | 0 | 0 | 0 | 0 | 0 | 0 | 0 | 0 | 0 | 0 | 0 | 0 | 0 | 0 | 0 | 0 | 0 | 0 | 0 | 0 | 0 | 0 | 0 | 0 | 0 | 0 | 0 | 0 | 0 | 0 | 0 | 0 | 0
| '77 | PT' | 0 | 0 | 0 | 0 | 0 | 0 | 0 | 0 | 0 | 0 | 0 | 0 | 0 | 0 | 0 | 0 | 0 | 0 | 0 | 0 | 0 | 0 | 0 | 0 | 0 | 0 | 0 | 0 | 0 | 0 | 0 | 0 | 0 | 0 | 0 | 0 | 0 | 0 | 0 | 0 | 0 | 0 | 0 | 0 | 0 | 0 | 0 | 0 | 0 | 0 | 0
| '78 | IN' | 0 | 0 | 0 | 0 | 0 | 0 | 0 | 0 | 0 | 0 | 0 | 0 | 0 | 0 | 0 | 0 | 0 | 0 | 0 | 0 | 0 | 0 | 0 | 0 | 0 | 0 | 0 | 0 | 0 | 0 | 0 | 0 | 0 | 0 | 0 | 0 | 0 | 0 | 0 | 0 | 0 | 0 | 0 | 0 | 0 | 0 | 0 | 0 | 0 | 0 | 0
| '79 | DB' | 9950 | 9950 | 9950 | 9950 | 9800 | 9650 | 9500 | 9340 | 9200 | 9050 | 9050 | 9050 | 9050 | 9038 | 9027 | 9015 | 9004 | 8992 | 8981 | 8969 | 8958 | 8946 | 8935 | 8923 | 8912 | 8900 | 8900 | 8900 | 8900 | 8900 | 8900 | 8900 | 8900 | 8900 | 8900 | 8900 | 8900 | 8900 | 8900 | 8900 | 8900 | 8900 | 8900 | 8900 | 8900 | 8900 | 8900 | 8900 | 8900 | 8900 | 8900
| '80 | DP' | 11200 | 11200 | 11200 | 11200 | 11011 | 10823 | 10634 | 10446 | 10257 | 10069 | 10069 | 10069 | 10056 | 10042 | 10029 | 10015 | 10002 | 9988 | 9975 | 9961 | 9948 | 9934 | 9921 | 9907 | 9894 | 9880 | 9880 | 9880 | 9880 | 9880 | 9880 | 9880 | 9880 | 9880 | 9880 | 9880 | 9880 | 9880 | 9880 | 9880 | 9880 | 9880 | 9880 | 9880 | 9880 | 9880 | 9880 | 9880 | 9880 | 9880 | 9880
OVRWRT FXYR | bar: 2000 to 2001
#### UPOVFX: REPLACEMENT FIXED O&M COSTS PER PLANT TYPE AND YEAR
| BY | YR: | 2000 | 2001 | 2002 | 2003 | 2004 | 2005 | 2006 | 2007 | 2008 | 2009 | 2010 | 2011 | 2012 | 2013 | 2014 | 2015 | 2016 | 2017 | 2018 | 2019 | 2020 | 2021 | 2022 | 2023 | 2024 | 2025 | 2026 | 2027 | 2028 | 2029 | 2030 | 2031 | 2032 | 2033 | 2034 | 2035 | 2036 | 2037 | 2038 | 2039 | 2040 | 2041 | 2042 | 2043 | 2044 | 2045 | 2046 | 2047 | 2048 | 2049 | 2050
| '01 | B1' | 0 | 0 | 0 | 0 | 0 | 0 | 0 | 0 | 0 | 0 | 0 | 0 | 0 | 0 | 0 | 0 | 0 | 0 | 0 | 0 | 0 | 0 | 0 | 0 | 0 | 0 | 0 | 0 | 0 | 0 | 0 | 0 | 0 | 0 | 0 | 0 | 0 | 0 | 0 | 0 | 0 | 0 | 0 | 0 | 0 | 0 | 0 | 0 | 0 | 0 | 0
| '02 | B2' | 0 | 0 | 0 | 0 | 0 | 0 | 0 | 0 | 0 | 0 | 0 | 0 | 0 | 0 | 0 | 0 | 0 | 0 | 0 | 0 | 0 | 0 | 0 | 0 | 0 | 0 | 0 | 0 | 0 | 0 | 0 | 0 | 0 | 0 | 0 | 0 | 0 | 0 | 0 | 0 | 0 | 0 | 0 | 0 | 0 | 0 | 0 | 0 | 0 | 0 | 0
| '03 | B3' | 0 | 0 | 0 | 0 | 0 | 0 | 0 | 0 | 0 | 0 | 0 | 0 | 0 | 0 | 0 | 0 | 0 | 0 | 0 | 0 | 0 | 0 | 0 | 0 | 0 | 0 | 0 | 0 | 0 | 0 | 0 | 0 | 0 | 0 | 0 | 0 | 0 | 0 | 0 | 0 | 0 | 0 | 0 | 0 | 0 | 0 | 0 | 0 | 0 | 0 | 0
| '04 | B4' | 0 | 0 | 0 | 0 | 0 | 0 | 0 | 0 | 0 | 0 | 0 | 0 | 0 | 0 | 0 | 0 | 0 | 0 | 0 | 0 | 0 | 0 | 0 | 0 | 0 | 0 | 0 | 0 | 0 | 0 | 0 | 0 | 0 | 0 | 0 | 0 | 0 | 0 | 0 | 0 | 0 | 0 | 0 | 0 | 0 | 0 | 0 | 0 | 0 | 0 | 0
| '05 | B5' | 0 | 0 | 0 | 0 | 0 | 0 | 0 | 0 | 0 | 0 | 0 | 0 | 0 | 0 | 0 | 0 | 0 | 0 | 0 | 0 | 0 | 0 | 0 | 0 | 0 | 0 | 0 | 0 | 0 | 0 | 0 | 0 | 0 | 0 | 0 | 0 | 0 | 0 | 0 | 0 | 0 | 0 | 0 | 0 | 0 | 0 | 0 | 0 | 0 | 0 | 0
| '06 | B6' | 0 | 0 | 0 | 0 | 0 | 0 | 0 | 0 | 0 | 0 | 0 | 0 | 0 | 0 | 0 | 0 | 0 | 0 | 0 | 0 | 0 | 0 | 0 | 0 | 0 | 0 | 0 | 0 | 0 | 0 | 0 | 0 | 0 | 0 | 0 | 0 | 0 | 0 | 0 | 0 | 0 | 0 | 0 | 0 | 0 | 0 | 0 | 0 | 0 | 0 | 0
| '07 | B7' | 0 | 0 | 0 | 0 | 0 | 0 | 0 | 0 | 0 | 0 | 0 | 0 | 0 | 0 | 0 | 0 | 0 | 0 | 0 | 0 | 0 | 0 | 0 | 0 | 0 | 0 | 0 | 0 | 0 | 0 | 0 | 0 | 0 | 0 | 0 | 0 | 0 | 0 | 0 | 0 | 0 | 0 | 0 | 0 | 0 | 0 | 0 | 0 | 0 | 0 | 0
| '08 | B8' | 0 | 0 | 0 | 0 | 0 | 0 | 0 | 0 | 0 | 0 | 0 | 0 | 0 | 0 | 0 | 0 | 0 | 0 | 0 | 0 | 0 | 0 | 0 | 0 | 0 | 0 | 0 | 0 | 0 | 0 | 0 | 0 | 0 | 0 | 0 | 0 | 0 | 0 | 0 | 0 | 0 | 0 | 0 | 0 | 0 | 0 | 0 | 0 | 0 | 0 | 0
| '09 | C1' | 0 | 0 | 0 | 0 | 0 | 0 | 0 | 0 | 0 | 0 | 0 | 0 | 0 | 0 | 0 | 0 | 0 | 0 | 0 | 0 | 0 | 0 | 0 | 0 | 0 | 0 | 0 | 0 | 0 | 0 | 0 | 0 | 0 | 0 | 0 | 0 | 0 | 0 | 0 | 0 | 0 | 0 | 0 | 0 | 0 | 0 | 0 | 0 | 0 | 0 | 0
| '10 | C2' | 0 | 0 | 0 | 0 | 0 | 0 | 0 | 0 | 0 | 0 | 0 | 0 | 0 | 0 | 0 | 0 | 0 | 0 | 0 | 0 | 0 | 0 | 0 | 0 | 0 | 0 | 0 | 0 | 0 | 0 | 0 | 0 | 0 | 0 | 0 | 0 | 0 | 0 | 0 | 0 | 0 | 0 | 0 | 0 | 0 | 0 | 0 | 0 | 0 | 0 | 0
| '11 | C3' | 0 | 0 | 0 | 0 | 0 | 0 | 0 | 0 | 0 | 0 | 0 | 0 | 0 | 0 | 0 | 0 | 0 | 0 | 0 | 0 | 0 | 0 | 0 | 0 | 0 | 0 | 0 | 0 | 0 | 0 | 0 | 0 | 0 | 0 | 0 | 0 | 0 | 0 | 0 | 0 | 0 | 0 | 0 | 0 | 0 | 0 | 0 | 0 | 0 | 0 | 0
| '12 | C4' | 0 | 0 | 0 | 0 | 0 | 0 | 0 | 0 | 0 | 0 | 0 | 0 | 0 | 0 | 0 | 0 | 0 | 0 | 0 | 0 | 0 | 0 | 0 | 0 | 0 | 0 | 0 | 0 | 0 | 0 | 0 | 0 | 0 | 0 | 0 | 0 | 0 | 0 | 0 | 0 | 0 | 0 | 0 | 0 | 0 | 0 | 0 | 0 | 0 | 0 | 0
| '13 | C5' | 0 | 0 | 0 | 0 | 0 | 0 | 0 | 0 | 0 | 0 | 0 | 0 | 0 | 0 | 0 | 0 | 0 | 0 | 0 | 0 | 0 | 0 | 0 | 0 | 0 | 0 | 0 | 0 | 0 | 0 | 0 | 0 | 0 | 0 | 0 | 0 | 0 | 0 | 0 | 0 | 0 | 0 | 0 | 0 | 0 | 0 | 0 | 0 | 0 | 0 | 0
| '14 | C6' | 0 | 0 | 0 | 0 | 0 | 0 | 0 | 0 | 0 | 0 | 0 | 0 | 0 | 0 | 0 | 0 | 0 | 0 | 0 | 0 | 0 | 0 | 0 | 0 | 0 | 0 | 0 | 0 | 0 | 0 | 0 | 0 | 0 | 0 | 0 | 0 | 0 | 0 | 0 | 0 | 0 | 0 | 0 | 0 | 0 | 0 | 0 | 0 | 0 | 0 | 0
| '15 | C7' | 0 | 0 | 0 | 0 | 0 | 0 | 0 | 0 | 0 | 0 | 0 | 0 | 0 | 0 | 0 | 0 | 0 | 0 | 0 | 0 | 0 | 0 | 0 | 0 | 0 | 0 | 0 | 0 | 0 | 0 | 0 | 0 | 0 | 0 | 0 | 0 | 0 | 0 | 0 | 0 | 0 | 0 | 0 | 0 | 0 | 0 | 0 | 0 | 0 | 0 | 0
| '16 | C8' | 0 | 0 | 0 | 0 | 0 | 0 | 0 | 0 | 0 | 0 | 0 | 0 | 0 | 0 | 0 | 0 | 0 | 0 | 0 | 0 | 0 | 0 | 0 | 0 | 0 | 0 | 0 | 0 | 0 | 0 | 0 | 0 | 0 | 0 | 0 | 0 | 0 | 0 | 0 | 0 | 0 | 0 | 0 | 0 | 0 | 0 | 0 | 0 | 0 | 0 | 0
| '17 | C9' | 0 | 0 | 0 | 0 | 0 | 0 | 0 | 0 | 0 | 0 | 0 | 0 | 0 | 0 | 0 | 0 | 0 | 0 | 0 | 0 | 0 | 0 | 0 | 0 | 0 | 0 | 0 | 0 | 0 | 0 | 0 | 0 | 0 | 0 | 0 | 0 | 0 | 0 | 0 | 0 | 0 | 0 | 0 | 0 | 0 | 0 | 0 | 0 | 0 | 0 | 0
| '18 | CX' | 0 | 0 | 0 | 0 | 0 | 0 | 0 | 0 | 0 | 0 | 0 | 0 | 0 | 0 | 0 | 0 | 0 | 0 | 0 | 0 | 0 | 0 | 0 | 0 | 0 | 0 | 0 | 0 | 0 | 0 | 0 | 0 | 0 | 0 | 0 | 0 | 0 | 0 | 0 | 0 | 0 | 0 | 0 | 0 | 0 | 0 | 0 | 0 | 0 | 0 | 0
| '19 | CY' | 0 | 0 | 0 | 0 | 0 | 0 | 0 | 0 | 0 | 0 | 0 | 0 | 0 | 0 | 0 | 0 | 0 | 0 | 0 | 0 | 0 | 0 | 0 | 0 | 0 | 0 | 0 | 0 | 0 | 0 | 0 | 0 | 0 | 0 | 0 | 0 | 0 | 0 | 0 | 0 | 0 | 0 | 0 | 0 | 0 | 0 | 0 | 0 | 0 | 0 | 0
| '20 | CZ' | 0 | 0 | 0 | 0 | 0 | 0 | 0 | 0 | 0 | 0 | 0 | 0 | 0 | 0 | 0 | 0 | 0 | 0 | 0 | 0 | 0 | 0 | 0 | 0 | 0 | 0 | 0 | 0 | 0 | 0 | 0 | 0 | 0 | 0 | 0 | 0 | 0 | 0 | 0 | 0 | 0 | 0 | 0 | 0 | 0 | 0 | 0 | 0 | 0 | 0 | 0
| '21 | H1' | 0 | 0 | 0 | 0 | 0 | 0 | 0 | 0 | 0 | 0 | 0 | 0 | 0 | 0 | 0 | 0 | 0 | 0 | 0 | 0 | 0 | 0 | 0 | 0 | 0 | 0 | 0 | 0 | 0 | 0 | 0 | 0 | 0 | 0 | 0 | 0 | 0 | 0 | 0 | 0 | 0 | 0 | 0 | 0 | 0 | 0 | 0 | 0 | 0 | 0 | 0
| '22 | H2' | 0 | 0 | 0 | 0 | 0 | 0 | 0 | 0 | 0 | 0 | 0 | 0 | 0 | 0 | 0 | 0 | 0 | 0 | 0 | 0 | 0 | 0 | 0 | 0 | 0 | 0 | 0 | 0 | 0 | 0 | 0 | 0 | 0 | 0 | 0 | 0 | 0 | 0 | 0 | 0 | 0 | 0 | 0 | 0 | 0 | 0 | 0 | 0 | 0 | 0 | 0
| '23 | H3' | 0 | 0 | 0 | 0 | 0 | 0 | 0 | 0 | 0 | 0 | 0 | 0 | 0 | 0 | 0 | 0 | 0 | 0 | 0 | 0 | 0 | 0 | 0 | 0 | 0 | 0 | 0 | 0 | 0 | 0 | 0 | 0 | 0 | 0 | 0 | 0 | 0 | 0 | 0 | 0 | 0 | 0 | 0 | 0 | 0 | 0 | 0 | 0 | 0 | 0 | 0
| '24 | H4' | 0 | 0 | 0 | 0 | 0 | 0 | 0 | 0 | 0 | 0 | 0 | 0 | 0 | 0 | 0 | 0 | 0 | 0 | 0 | 0 | 0 | 0 | 0 | 0 | 0 | 0 | 0 | 0 | 0 | 0 | 0 | 0 | 0 | 0 | 0 | 0 | 0 | 0 | 0 | 0 | 0 | 0 | 0 | 0 | 0 | 0 | 0 | 0 | 0 | 0 | 0
| '25 | H5' | 0 | 0 | 0 | 0 | 0 | 0 | 0 | 0 | 0 | 0 | 0 | 0 | 0 | 0 | 0 | 0 | 0 | 0 | 0 | 0 | 0 | 0 | 0 | 0 | 0 | 0 | 0 | 0 | 0 | 0 | 0 | 0 | 0 | 0 | 0 | 0 | 0 | 0 | 0 | 0 | 0 | 0 | 0 | 0 | 0 | 0 | 0 | 0 | 0 | 0 | 0
| '26 | H6' | 0 | 0 | 0 | 0 | 0 | 0 | 0 | 0 | 0 | 0 | 0 | 0 | 0 | 0 | 0 | 0 | 0 | 0 | 0 | 0 | 0 | 0 | 0 | 0 | 0 | 0 | 0 | 0 | 0 | 0 | 0 | 0 | 0 | 0 | 0 | 0 | 0 | 0 | 0 | 0 | 0 | 0 | 0 | 0 | 0 | 0 | 0 | 0 | 0 | 0 | 0
| '27 | H7' | 0 | 0 | 0 | 0 | 0 | 0 | 0 | 0 | 0 | 0 | 0 | 0 | 0 | 0 | 0 | 0 | 0 | 0 | 0 | 0 | 0 | 0 | 0 | 0 | 0 | 0 | 0 | 0 | 0 | 0 | 0 | 0 | 0 | 0 | 0 | 0 | 0 | 0 | 0 | 0 | 0 | 0 | 0 | 0 | 0 | 0 | 0 | 0 | 0 | 0 | 0
| '28 | H8' | 0 | 0 | 0 | 0 | 0 | 0 | 0 | 0 | 0 | 0 | 0 | 0 | 0 | 0 | 0 | 0 | 0 | 0 | 0 | 0 | 0 | 0 | 0 | 0 | 0 | 0 | 0 | 0 | 0 | 0 | 0 | 0 | 0 | 0 | 0 | 0 | 0 | 0 | 0 | 0 | 0 | 0 | 0 | 0 | 0 | 0 | 0 | 0 | 0 | 0 | 0
| '29 | H9' | 0 | 0 | 0 | 0 | 0 | 0 | 0 | 0 | 0 | 0 | 0 | 0 | 0 | 0 | 0 | 0 | 0 | 0 | 0 | 0 | 0 | 0 | 0 | 0 | 0 | 0 | 0 | 0 | 0 | 0 | 0 | 0 | 0 | 0 | 0 | 0 | 0 | 0 | 0 | 0 | 0 | 0 | 0 | 0 | 0 | 0 | 0 | 0 | 0 | 0 | 0
| '30 | HA' | 0 | 0 | 0 | 0 | 0 | 0 | 0 | 0 | 0 | 0 | 0 | 0 | 0 | 0 | 0 | 0 | 0 | 0 | 0 | 0 | 0 | 0 | 0 | 0 | 0 | 0 | 0 | 0 | 0 | 0 | 0 | 0 | 0 | 0 | 0 | 0 | 0 | 0 | 0 | 0 | 0 | 0 | 0 | 0 | 0 | 0 | 0 | 0 | 0 | 0 | 0
| '31 | HB' | 0 | 0 | 0 | 0 | 0 | 0 | 0 | 0 | 0 | 0 | 0 | 0 | 0 | 0 | 0 | 0 | 0 | 0 | 0 | 0 | 0 | 0 | 0 | 0 | 0 | 0 | 0 | 0 | 0 | 0 | 0 | 0 | 0 | 0 | 0 | 0 | 0 | 0 | 0 | 0 | 0 | 0 | 0 | 0 | 0 | 0 | 0 | 0 | 0 | 0 | 0
| '32 | HC' | 0 | 0 | 0 | 0 | 0 | 0 | 0 | 0 | 0 | 0 | 0 | 0 | 0 | 0 | 0 | 0 | 0 | 0 | 0 | 0 | 0 | 0 | 0 | 0 | 0 | 0 | 0 | 0 | 0 | 0 | 0 | 0 | 0 | 0 | 0 | 0 | 0 | 0 | 0 | 0 | 0 | 0 | 0 | 0 | 0 | 0 | 0 | 0 | 0 | 0 | 0
| '33 | PC' | 0 | 0 | 0 | 0 | 0 | 0 | 0 | 0 | 0 | 0 | 0 | 0 | 0 | 0 | 0 | 0 | 0 | 0 | 0 | 0 | 0 | 0 | 0 | 0 | 0 | 0 | 0 | 0 | 0 | 0 | 0 | 0 | 0 | 0 | 0 | 0 | 0 | 0 | 0 | 0 | 0 | 0 | 0 | 0 | 0 | 0 | 0 | 0 | 0 | 0 | 0
| '34 | OC' | 0 | 0 | 0 | 0 | 0 | 0 | 0 | 0 | 0 | 0 | 0 | 0 | 0 | 0 | 0 | 0 | 0 | 0 | 0 | 0 | 0 | 0 | 0 | 0 | 0 | 0 | 0 | 0 | 0 | 0 | 0 | 0 | 0 | 0 | 0 | 0 | 0 | 0 | 0 | 0 | 0 | 0 | 0 | 0 | 0 | 0 | 0 | 0 | 0 | 0 | 0
| '35 | IG' | 0 | 0 | 0 | 0 | 0 | 0 | 0 | 0 | 0 | 0 | 0 | 0 | 0 | 0 | 0 | 0 | 0 | 0 | 0 | 0 | 0 | 0 | 0 | 0 | 0 | 0 | 0 | 0 | 0 | 0 | 0 | 0 | 0 | 0 | 0 | 0 | 0 | 0 | 0 | 0 | 0 | 0 | 0 | 0 | 0 | 0 | 0 | 0 | 0 | 0 | 0
| '36 | I2' | 0 | 0 | 0 | 0 | 0 | 0 | 0 | 0 | 0 | 0 | 0 | 0 | 0 | 0 | 0 | 0 | 0 | 0 | 0 | 0 | 0 | 0 | 0 | 0 | 0 | 0 | 0 | 0 | 0 | 0 | 0 | 0 | 0 | 0 | 0 | 0 | 0 | 0 | 0 | 0 | 0 | 0 | 0 | 0 | 0 | 0 | 0 | 0 | 0 | 0 | 0
| '37 | PQ' | 0 | 0 | 0 | 0 | 0 | 0 | 0 | 0 | 0 | 0 | 0 | 0 | 0 | 0 | 0 | 0 | 0 | 0 | 0 | 0 | 0 | 0 | 0 | 0 | 0 | 0 | 0 | 0 | 0 | 0 | 0 | 0 | 0 | 0 | 0 | 0 | 0 | 0 | 0 | 0 | 0 | 0 | 0 | 0 | 0 | 0 | 0 | 0 | 0 | 0 | 0
| '38 | IS' | 0 | 0 | 0 | 0 | 0 | 0 | 0 | 0 | 0 | 0 | 0 | 0 | 0 | 0 | 0 | 0 | 0 | 0 | 0 | 0 | 0 | 0 | 0 | 0 | 0 | 0 | 0 | 0 | 0 | 0 | 0 | 0 | 0 | 0 | 0 | 0 | 0 | 0 | 0 | 0 | 0 | 0 | 0 | 0 | 0 | 0 | 0 | 0 | 0 | 0 | 0
| '39 | NG' | 0 | 0 | 0 | 0 | 0 | 0 | 0 | 0 | 0 | 0 | 0 | 0 | 0 | 0 | 0 | 0 | 0 | 0 | 0 | 0 | 0 | 0 | 0 | 0 | 0 | 0 | 0 | 0 | 0 | 0 | 0 | 0 | 0 | 0 | 0 | 0 | 0 | 0 | 0 | 0 | 0 | 0 | 0 | 0 | 0 | 0 | 0 | 0 | 0 | 0 | 0
| '40 | ST' | 0 | 0 | 0 | 0 | 0 | 0 | 0 | 0 | 0 | 0 | 0 | 0 | 0 | 0 | 0 | 0 | 0 | 0 | 0 | 0 | 0 | 0 | 0 | 0 | 0 | 0 | 0 | 0 | 0 | 0 | 0 | 0 | 0 | 0 | 0 | 0 | 0 | 0 | 0 | 0 | 0 | 0 | 0 | 0 | 0 | 0 | 0 | 0 | 0 | 0 | 0
| '41 | ET' | 0 | 0 | 0 | 0 | 0 | 0 | 0 | 0 | 0 | 0 | 0 | 0 | 0 | 0 | 0 | 0 | 0 | 0 | 0 | 0 | 0 | 0 | 0 | 0 | 0 | 0 | 0 | 0 | 0 | 0 | 0 | 0 | 0 | 0 | 0 | 0 | 0 | 0 | 0 | 0 | 0 | 0 | 0 | 0 | 0 | 0 | 0 | 0 | 0 | 0 | 0
| '42 | IC' | 0 | 0 | 0 | 0 | 0 | 0 | 0 | 0 | 0 | 0 | 0 | 0 | 0 | 0 | 0 | 0 | 0 | 0 | 0 | 0 | 0 | 0 | 0 | 0 | 0 | 0 | 0 | 0 | 0 | 0 | 0 | 0 | 0 | 0 | 0 | 0 | 0 | 0 | 0 | 0 | 0 | 0 | 0 | 0 | 0 | 0 | 0 | 0 | 0 | 0 | 0
| '43 | CT' | 0 | 0 | 0 | 0 | 0 | 0 | 0 | 0 | 0 | 0 | 0 | 0 | 0 | 0 | 0 | 0 | 0 | 0 | 0 | 0 | 0 | 0 | 0 | 0 | 0 | 0 | 0 | 0 | 0 | 0 | 0 | 0 | 0 | 0 | 0 | 0 | 0 | 0 | 0 | 0 | 0 | 0 | 0 | 0 | 0 | 0 | 0 | 0 | 0 | 0 | 0
| '44 | T2' | 0 | 0 | 0 | 0 | 0 | 0 | 0 | 0 | 0 | 0 | 0 | 0 | 0 | 0 | 0 | 0 | 0 | 0 | 0 | 0 | 0 | 0 | 0 | 0 | 0 | 0 | 0 | 0 | 0 | 0 | 0 | 0 | 0 | 0 | 0 | 0 | 0 | 0 | 0 | 0 | 0 | 0 | 0 | 0 | 0 | 0 | 0 | 0 | 0 | 0 | 0
| '45 | AT' | 0 | 0 | 0 | 0 | 0 | 0 | 0 | 0 | 0 | 0 | 0 | 0 | 0 | 0 | 0 | 0 | 0 | 0 | 0 | 0 | 0 | 0 | 0 | 0 | 0 | 0 | 0 | 0 | 0 | 0 | 0 | 0 | 0 | 0 | 0 | 0 | 0 | 0 | 0 | 0 | 0 | 0 | 0 | 0 | 0 | 0 | 0 | 0 | 0 | 0 | 0
| '46 | EC' | 0 | 0 | 0 | 0 | 0 | 0 | 0 | 0 | 0 | 0 | 0 | 0 | 0 | 0 | 0 | 0 | 0 | 0 | 0 | 0 | 0 | 0 | 0 | 0 | 0 | 0 | 0 | 0 | 0 | 0 | 0 | 0 | 0 | 0 | 0 | 0 | 0 | 0 | 0 | 0 | 0 | 0 | 0 | 0 | 0 | 0 | 0 | 0 | 0 | 0 | 0
| '47 | CC' | 0 | 0 | 0 | 0 | 0 | 0 | 0 | 0 | 0 | 0 | 0 | 0 | 0 | 0 | 0 | 0 | 0 | 0 | 0 | 0 | 0 | 0 | 0 | 0 | 0 | 0 | 0 | 0 | 0 | 0 | 0 | 0 | 0 | 0 | 0 | 0 | 0 | 0 | 0 | 0 | 0 | 0 | 0 | 0 | 0 | 0 | 0 | 0 | 0 | 0 | 0
| '48 | AC' | 0 | 0 | 0 | 0 | 0 | 0 | 0 | 0 | 0 | 0 | 0 | 0 | 0 | 0 | 0 | 0 | 0 | 0 | 0 | 0 | 0 | 0 | 0 | 0 | 0 | 0 | 0 | 0 | 0 | 0 | 0 | 0 | 0 | 0 | 0 | 0 | 0 | 0 | 0 | 0 | 0 | 0 | 0 | 0 | 0 | 0 | 0 | 0 | 0 | 0 | 0
| '49 | A2' | 0 | 0 | 0 | 0 | 0 | 0 | 0 | 0 | 0 | 0 | 0 | 0 | 0 | 0 | 0 | 0 | 0 | 0 | 0 | 0 | 0 | 0 | 0 | 0 | 0 | 0 | 0 | 0 | 0 | 0 | 0 | 0 | 0 | 0 | 0 | 0 | 0 | 0 | 0 | 0 | 0 | 0 | 0 | 0 | 0 | 0 | 0 | 0 | 0 | 0 | 0
| '50 | CS' | 0 | 0 | 0 | 0 | 0 | 0 | 0 | 0 | 0 | 0 | 0 | 0 | 0 | 0 | 0 | 0 | 0 | 0 | 0 | 0 | 0 | 0 | 0 | 0 | 0 | 0 | 0 | 0 | 0 | 0 | 0 | 0 | 0 | 0 | 0 | 0 | 0 | 0 | 0 | 0 | 0 | 0 | 0 | 0 | 0 | 0 | 0 | 0 | 0 | 0 | 0
| '51 | FC' | 0 | 0 | 0 | 0 | 0 | 0 | 0 | 0 | 0 | 0 | 0 | 0 | 0 | 0 | 0 | 0 | 0 | 0 | 0 | 0 | 0 | 0 | 0 | 0 | 0 | 0 | 0 | 0 | 0 | 0 | 0 | 0 | 0 | 0 | 0 | 0 | 0 | 0 | 0 | 0 | 0 | 0 | 0 | 0 | 0 | 0 | 0 | 0 | 0 | 0 | 0
| '52 | CN' | 0 | 0 | 0 | 0 | 0 | 0 | 0 | 0 | 0 | 0 | 0 | 0 | 0 | 0 | 0 | 0 | 0 | 0 | 0 | 0 | 0 | 0 | 0 | 0 | 0 | 0 | 0 | 0 | 0 | 0 | 0 | 0 | 0 | 0 | 0 | 0 | 0 | 0 | 0 | 0 | 0 | 0 | 0 | 0 | 0 | 0 | 0 | 0 | 0 | 0 | 0
| '53 | AN' | 0 | 0 | 0 | 0 | 0 | 0 | 0 | 0 | 0 | 0 | 0 | 0 | 0 | 0 | 0 | 0 | 0 | 0 | 0 | 0 | 0 | 0 | 0 | 0 | 0 | 0 | 0 | 0 | 0 | 0 | 0 | 0 | 0 | 0 | 0 | 0 | 0 | 0 | 0 | 0 | 0 | 0 | 0 | 0 | 0 | 0 | 0 | 0 | 0 | 0 | 0
| '54 | SM' | 0 | 0 | 0 | 0 | 0 | 0 | 0 | 0 | 0 | 0 | 0 | 0 | 0 | 0 | 0 | 0 | 0 | 0 | 0 | 0 | 0 | 0 | 0 | 0 | 0 | 0 | 0 | 0 | 0 | 0 | 0 | 0 | 0 | 0 | 0 | 0 | 0 | 0 | 0 | 0 | 0 | 0 | 0 | 0 | 0 | 0 | 0 | 0 | 0 | 0 | 0
| '55 | GN' | 0 | 0 | 0 | 0 | 0 | 0 | 0 | 0 | 0 | 0 | 0 | 0 | 0 | 0 | 0 | 0 | 0 | 0 | 0 | 0 | 0 | 0 | 0 | 0 | 0 | 0 | 0 | 0 | 0 | 0 | 0 | 0 | 0 | 0 | 0 | 0 | 0 | 0 | 0 | 0 | 0 | 0 | 0 | 0 | 0 | 0 | 0 | 0 | 0 | 0 | 0
| '56 | WD' | 0 | 0 | 0 | 0 | 0 | 0 | 0 | 0 | 0 | 0 | 0 | 0 | 0 | 0 | 0 | 0 | 0 | 0 | 0 | 0 | 0 | 0 | 0 | 0 | 0 | 0 | 0 | 0 | 0 | 0 | 0 | 0 | 0 | 0 | 0 | 0 | 0 | 0 | 0 | 0 | 0 | 0 | 0 | 0 | 0 | 0 | 0 | 0 | 0 | 0 | 0
| '57 | BI' | 0 | 0 | 0 | 0 | 0 | 0 | 0 | 0 | 0 | 0 | 0 | 0 | 0 | 0 | 0 | 0 | 0 | 0 | 0 | 0 | 0 | 0 | 0 | 0 | 0 | 0 | 0 | 0 | 0 | 0 | 0 | 0 | 0 | 0 | 0 | 0 | 0 | 0 | 0 | 0 | 0 | 0 | 0 | 0 | 0 | 0 | 0 | 0 | 0 | 0 | 0
| '58 | GT' | 0 | 0 | 0 | 0 | 0 | 0 | 0 | 0 | 0 | 0 | 0 | 0 | 0 | 0 | 0 | 0 | 0 | 0 | 0 | 0 | 0 | 0 | 0 | 0 | 0 | 0 | 0 | 0 | 0 | 0 | 0 | 0 | 0 | 0 | 0 | 0 | 0 | 0 | 0 | 0 | 0 | 0 | 0 | 0 | 0 | 0 | 0 | 0 | 0 | 0 | 0
| '59 | AG' | 0 | 0 | 0 | 0 | 0 | 0 | 0 | 0 | 0 | 0 | 0 | 0 | 0 | 0 | 0 | 0 | 0 | 0 | 0 | 0 | 0 | 0 | 0 | 0 | 0 | 0 | 0 | 0 | 0 | 0 | 0 | 0 | 0 | 0 | 0 | 0 | 0 | 0 | 0 | 0 | 0 | 0 | 0 | 0 | 0 | 0 | 0 | 0 | 0 | 0 | 0
| '60 | MS' | 0 | 0 | 0 | 0 | 0 | 0 | 0 | 0 | 0 | 0 | 0 | 0 | 0 | 0 | 0 | 0 | 0 | 0 | 0 | 0 | 0 | 0 | 0 | 0 | 0 | 0 | 0 | 0 | 0 | 0 | 0 | 0 | 0 | 0 | 0 | 0 | 0 | 0 | 0 | 0 | 0 | 0 | 0 | 0 | 0 | 0 | 0 | 0 | 0 | 0 | 0
| '61 | HY' | 0 | 0 | 0 | 0 | 0 | 0 | 0 | 0 | 0 | 0 | 0 | 0 | 0 | 0 | 0 | 0 | 0 | 0 | 0 | 0 | 0 | 0 | 0 | 0 | 0 | 0 | 0 | 0 | 0 | 0 | 0 | 0 | 0 | 0 | 0 | 0 | 0 | 0 | 0 | 0 | 0 | 0 | 0 | 0 | 0 | 0 | 0 | 0 | 0 | 0 | 0
| '62 | HO' | 0 | 0 | 0 | 0 | 0 | 0 | 0 | 0 | 0 | 0 | 0 | 0 | 0 | 0 | 0 | 0 | 0 | 0 | 0 | 0 | 0 | 0 | 0 | 0 | 0 | 0 | 0 | 0 | 0 | 0 | 0 | 0 | 0 | 0 | 0 | 0 | 0 | 0 | 0 | 0 | 0 | 0 | 0 | 0 | 0 | 0 | 0 | 0 | 0 | 0 | 0
| '63 | HI' | 0 | 0 | 0 | 0 | 0 | 0 | 0 | 0 | 0 | 0 | 0 | 0 | 0 | 0 | 0 | 0 | 0 | 0 | 0 | 0 | 0 | 0 | 0 | 0 | 0 | 0 | 0 | 0 | 0 | 0 | 0 | 0 | 0 | 0 | 0 | 0 | 0 | 0 | 0 | 0 | 0 | 0 | 0 | 0 | 0 | 0 | 0 | 0 | 0 | 0 | 0
| '64 | TI' | 0 | 0 | 0 | 0 | 0 | 0 | 0 | 0 | 0 | 0 | 0 | 0 | 0 | 0 | 0 | 0 | 0 | 0 | 0 | 0 | 0 | 0 | 0 | 0 | 0 | 0 | 0 | 0 | 0 | 0 | 0 | 0 | 0 | 0 | 0 | 0 | 0 | 0 | 0 | 0 | 0 | 0 | 0 | 0 | 0 | 0 | 0 | 0 | 0 | 0 | 0
| '65 | PS' | 0 | 0 | 0 | 0 | 0 | 0 | 0 | 0 | 0 | 0 | 0 | 0 | 0 | 0 | 0 | 0 | 0 | 0 | 0 | 0 | 0 | 0 | 0 | 0 | 0 | 0 | 0 | 0 | 0 | 0 | 0 | 0 | 0 | 0 | 0 | 0 | 0 | 0 | 0 | 0 | 0 | 0 | 0 | 0 | 0 | 0 | 0 | 0 | 0 | 0 | 0
| '66 | P2' | 0 | 0 | 0 | 0 | 0 | 0 | 0 | 0 | 0 | 0 | 0 | 0 | 0 | 0 | 0 | 0 | 0 | 0 | 0 | 0 | 0 | 0 | 0 | 0 | 0 | 0 | 0 | 0 | 0 | 0 | 0 | 0 | 0 | 0 | 0 | 0 | 0 | 0 | 0 | 0 | 0 | 0 | 0 | 0 | 0 | 0 | 0 | 0 | 0 | 0 | 0
| '67 | SQ' | 0 | 0 | 0 | 0 | 0 | 0 | 0 | 0 | 0 | 0 | 0 | 0 | 0 | 0 | 0 | 0 | 0 | 0 | 0 | 0 | 0 | 0 | 0 | 0 | 0 | 0 | 0 | 0 | 0 | 0 | 0 | 0 | 0 | 0 | 0 | 0 | 0 | 0 | 0 | 0 | 0 | 0 | 0 | 0 | 0 | 0 | 0 | 0 | 0 | 0 | 0
| '68 | DS' | 0 | 0 | 0 | 0 | 0 | 0 | 0 | 0 | 0 | 0 | 0 | 0 | 0 | 0 | 0 | 0 | 0 | 0 | 0 | 0 | 0 | 0 | 0 | 0 | 0 | 0 | 0 | 0 | 0 | 0 | 0 | 0 | 0 | 0 | 0 | 0 | 0 | 0 | 0 | 0 | 0 | 0 | 0 | 0 | 0 | 0 | 0 | 0 | 0 | 0 | 0
| '69 | OS' | 0 | 0 | 0 | 0 | 0 | 0 | 0 | 0 | 0 | 0 | 0 | 0 | 0 | 0 | 0 | 0 | 0 | 0 | 0 | 0 | 0 | 0 | 0 | 0 | 0 | 0 | 0 | 0 | 0 | 0 | 0 | 0 | 0 | 0 | 0 | 0 | 0 | 0 | 0 | 0 | 0 | 0 | 0 | 0 | 0 | 0 | 0 | 0 | 0 | 0 | 0
| '70 | WN' | 0 | 0 | 0 | 0 | 0 | 0 | 0 | 0 | 0 | 0 | 0 | 0 | 0 | 0 | 0 | 0 | 0 | 0 | 0 | 0 | 0 | 0 | 0 | 0 | 0 | 0 | 0 | 0 | 0 | 0 | 0 | 0 | 0 | 0 | 0 | 0 | 0 | 0 | 0 | 0 | 0 | 0 | 0 | 0 | 0 | 0 | 0 | 0 | 0 | 0 | 0
| '71 | WL' | 0 | 0 | 0 | 0 | 0 | 0 | 0 | 0 | 0 | 0 | 0 | 0 | 0 | 0 | 0 | 0 | 0 | 0 | 0 | 0 | 0 | 0 | 0 | 0 | 0 | 0 | 0 | 0 | 0 | 0 | 0 | 0 | 0 | 0 | 0 | 0 | 0 | 0 | 0 | 0 | 0 | 0 | 0 | 0 | 0 | 0 | 0 | 0 | 0 | 0 | 0
| '72 | WF' | 0 | 0 | 0 | 0 | 0 | 0 | 0 | 0 | 0 | 0 | 0 | 0 | 0 | 0 | 0 | 0 | 0 | 0 | 0 | 0 | 0 | 0 | 0 | 0 | 0 | 0 | 0 | 0 | 0 | 0 | 0 | 0 | 0 | 0 | 0 | 0 | 0 | 0 | 0 | 0 | 0 | 0 | 0 | 0 | 0 | 0 | 0 | 0 | 0 | 0 | 0
| '73 | SO' | 0 | 0 | 0 | 0 | 0 | 0 | 0 | 0 | 0 | 0 | 0 | 0 | 0 | 0 | 0 | 0 | 0 | 0 | 0 | 0 | 0 | 0 | 0 | 0 | 0 | 0 | 0 | 0 | 0 | 0 | 0 | 0 | 0 | 0 | 0 | 0 | 0 | 0 | 0 | 0 | 0 | 0 | 0 | 0 | 0 | 0 | 0 | 0 | 0 | 0 | 0
| '74 | SS' | 0 | 0 | 0 | 0 | 0 | 0 | 0 | 0 | 0 | 0 | 0 | 0 | 0 | 0 | 0 | 0 | 0 | 0 | 0 | 0 | 0 | 0 | 0 | 0 | 0 | 0 | 0 | 0 | 0 | 0 | 0 | 0 | 0 | 0 | 0 | 0 | 0 | 0 | 0 | 0 | 0 | 0 | 0 | 0 | 0 | 0 | 0 | 0 | 0 | 0 | 0
| '75 | S2' | 0 | 0 | 0 | 0 | 0 | 0 | 0 | 0 | 0 | 0 | 0 | 0 | 0 | 0 | 0 | 0 | 0 | 0 | 0 | 0 | 0 | 0 | 0 | 0 | 0 | 0 | 0 | 0 | 0 | 0 | 0 | 0 | 0 | 0 | 0 | 0 | 0 | 0 | 0 | 0 | 0 | 0 | 0 | 0 | 0 | 0 | 0 | 0 | 0 | 0 | 0
| '76 | PV' | 0 | 0 | 0 | 0 | 0 | 0 | 0 | 0 | 0 | 0 | 0 | 0 | 0 | 0 | 0 | 0 | 0 | 0 | 0 | 0 | 0 | 0 | 0 | 0 | 0 | 0 | 0 | 0 | 0 | 0 | 0 | 0 | 0 | 0 | 0 | 0 | 0 | 0 | 0 | 0 | 0 | 0 | 0 | 0 | 0 | 0 | 0 | 0 | 0 | 0 | 0
| '77 | PT' | 0 | 0 | 0 | 0 | 0 | 0 | 0 | 0 | 0 | 0 | 0 | 0 | 0 | 0 | 0 | 0 | 0 | 0 | 0 | 0 | 0 | 0 | 0 | 0 | 0 | 0 | 0 | 0 | 0 | 0 | 0 | 0 | 0 | 0 | 0 | 0 | 0 | 0 | 0 | 0 | 0 | 0 | 0 | 0 | 0 | 0 | 0 | 0 | 0 | 0 | 0
| '78 | IN' | 0 | 0 | 0 | 0 | 0 | 0 | 0 | 0 | 0 | 0 | 0 | 0 | 0 | 0 | 0 | 0 | 0 | 0 | 0 | 0 | 0 | 0 | 0 | 0 | 0 | 0 | 0 | 0 | 0 | 0 | 0 | 0 | 0 | 0 | 0 | 0 | 0 | 0 | 0 | 0 | 0 | 0 | 0 | 0 | 0 | 0 | 0 | 0 | 0 | 0 | 0
| '79 | DB' | 0 | 0 | 0 | 0 | 0 | 0 | 0 | 0 | 0 | 0 | 0 | 0 | 0 | 0 | 0 | 0 | 0 | 0 | 0 | 0 | 0 | 0 | 0 | 0 | 0 | 0 | 0 | 0 | 0 | 0 | 0 | 0 | 0 | 0 | 0 | 0 | 0 | 0 | 0 | 0 | 0 | 0 | 0 | 0 | 0 | 0 | 0 | 0 | 0 | 0 | 0
| '80 | DP' | 0 | 0 | 0 | 0 | 0 | 0 | 0 | 0 | 0 | 0 | 0 | 0 | 0 | 0 | 0 | 0 | 0 | 0 | 0 | 0 | 0 | 0 | 0 | 0 | 0 | 0 | 0 | 0 | 0 | 0 | 0 | 0 | 0 | 0 | 0 | 0 | 0 | 0 | 0 | 0 | 0 | 0 | 0 | 0 | 0 | 0 | 0 | 0 | 0 | 0 | 0
OVRWRT VRYR | bar: 2000 to 2001
#### UPOVVR: REPLACEMENT VARIABLE O&M COSTS PER PLANT TYPE AND YEAR
| BY | YR: | 2000 | 2001 | 2002 | 2003 | 2004 | 2005 | 2006 | 2007 | 2008 | 2009 | 2010 | 2011 | 2012 | 2013 | 2014 | 2015 | 2016 | 2017 | 2018 | 2019 | 2020 | 2021 | 2022 | 2023 | 2024 | 2025 | 2026 | 2027 | 2028 | 2029 | 2030 | 2031 | 2032 | 2033 | 2034 | 2035 | 2036 | 2037 | 2038 | 2039 | 2040 | 2041 | 2042 | 2043 | 2044 | 2045 | 2046 | 2047 | 2048 | 2049 | 2050
| '01 | B1' | 0 | 0 | 0 | 0 | 0 | 0 | 0 | 0 | 0 | 0 | 0 | 0 | 0 | 0 | 0 | 0 | 0 | 0 | 0 | 0 | 0 | 0 | 0 | 0 | 0 | 0 | 0 | 0 | 0 | 0 | 0 | 0 | 0 | 0 | 0 | 0 | 0 | 0 | 0 | 0 | 0 | 0 | 0 | 0 | 0 | 0 | 0 | 0 | 0 | 0 | 0
| '02 | B2' | 0 | 0 | 0 | 0 | 0 | 0 | 0 | 0 | 0 | 0 | 0 | 0 | 0 | 0 | 0 | 0 | 0 | 0 | 0 | 0 | 0 | 0 | 0 | 0 | 0 | 0 | 0 | 0 | 0 | 0 | 0 | 0 | 0 | 0 | 0 | 0 | 0 | 0 | 0 | 0 | 0 | 0 | 0 | 0 | 0 | 0 | 0 | 0 | 0 | 0 | 0
| '03 | B3' | 0 | 0 | 0 | 0 | 0 | 0 | 0 | 0 | 0 | 0 | 0 | 0 | 0 | 0 | 0 | 0 | 0 | 0 | 0 | 0 | 0 | 0 | 0 | 0 | 0 | 0 | 0 | 0 | 0 | 0 | 0 | 0 | 0 | 0 | 0 | 0 | 0 | 0 | 0 | 0 | 0 | 0 | 0 | 0 | 0 | 0 | 0 | 0 | 0 | 0 | 0
| '04 | B4' | 0 | 0 | 0 | 0 | 0 | 0 | 0 | 0 | 0 | 0 | 0 | 0 | 0 | 0 | 0 | 0 | 0 | 0 | 0 | 0 | 0 | 0 | 0 | 0 | 0 | 0 | 0 | 0 | 0 | 0 | 0 | 0 | 0 | 0 | 0 | 0 | 0 | 0 | 0 | 0 | 0 | 0 | 0 | 0 | 0 | 0 | 0 | 0 | 0 | 0 | 0
| '05 | B5' | 0 | 0 | 0 | 0 | 0 | 0 | 0 | 0 | 0 | 0 | 0 | 0 | 0 | 0 | 0 | 0 | 0 | 0 | 0 | 0 | 0 | 0 | 0 | 0 | 0 | 0 | 0 | 0 | 0 | 0 | 0 | 0 | 0 | 0 | 0 | 0 | 0 | 0 | 0 | 0 | 0 | 0 | 0 | 0 | 0 | 0 | 0 | 0 | 0 | 0 | 0
| '06 | B6' | 0 | 0 | 0 | 0 | 0 | 0 | 0 | 0 | 0 | 0 | 0 | 0 | 0 | 0 | 0 | 0 | 0 | 0 | 0 | 0 | 0 | 0 | 0 | 0 | 0 | 0 | 0 | 0 | 0 | 0 | 0 | 0 | 0 | 0 | 0 | 0 | 0 | 0 | 0 | 0 | 0 | 0 | 0 | 0 | 0 | 0 | 0 | 0 | 0 | 0 | 0
| '07 | B7' | 0 | 0 | 0 | 0 | 0 | 0 | 0 | 0 | 0 | 0 | 0 | 0 | 0 | 0 | 0 | 0 | 0 | 0 | 0 | 0 | 0 | 0 | 0 | 0 | 0 | 0 | 0 | 0 | 0 | 0 | 0 | 0 | 0 | 0 | 0 | 0 | 0 | 0 | 0 | 0 | 0 | 0 | 0 | 0 | 0 | 0 | 0 | 0 | 0 | 0 | 0
| '08 | B8' | 0 | 0 | 0 | 0 | 0 | 0 | 0 | 0 | 0 | 0 | 0 | 0 | 0 | 0 | 0 | 0 | 0 | 0 | 0 | 0 | 0 | 0 | 0 | 0 | 0 | 0 | 0 | 0 | 0 | 0 | 0 | 0 | 0 | 0 | 0 | 0 | 0 | 0 | 0 | 0 | 0 | 0 | 0 | 0 | 0 | 0 | 0 | 0 | 0 | 0 | 0
| '09 | C1' | 0 | 0 | 0 | 0 | 0 | 0 | 0 | 0 | 0 | 0 | 0 | 0 | 0 | 0 | 0 | 0 | 0 | 0 | 0 | 0 | 0 | 0 | 0 | 0 | 0 | 0 | 0 | 0 | 0 | 0 | 0 | 0 | 0 | 0 | 0 | 0 | 0 | 0 | 0 | 0 | 0 | 0 | 0 | 0 | 0 | 0 | 0 | 0 | 0 | 0 | 0
| '10 | C2' | 0 | 0 | 0 | 0 | 0 | 0 | 0 | 0 | 0 | 0 | 0 | 0 | 0 | 0 | 0 | 0 | 0 | 0 | 0 | 0 | 0 | 0 | 0 | 0 | 0 | 0 | 0 | 0 | 0 | 0 | 0 | 0 | 0 | 0 | 0 | 0 | 0 | 0 | 0 | 0 | 0 | 0 | 0 | 0 | 0 | 0 | 0 | 0 | 0 | 0 | 0
| '11 | C3' | 0 | 0 | 0 | 0 | 0 | 0 | 0 | 0 | 0 | 0 | 0 | 0 | 0 | 0 | 0 | 0 | 0 | 0 | 0 | 0 | 0 | 0 | 0 | 0 | 0 | 0 | 0 | 0 | 0 | 0 | 0 | 0 | 0 | 0 | 0 | 0 | 0 | 0 | 0 | 0 | 0 | 0 | 0 | 0 | 0 | 0 | 0 | 0 | 0 | 0 | 0
| '12 | C4' | 0 | 0 | 0 | 0 | 0 | 0 | 0 | 0 | 0 | 0 | 0 | 0 | 0 | 0 | 0 | 0 | 0 | 0 | 0 | 0 | 0 | 0 | 0 | 0 | 0 | 0 | 0 | 0 | 0 | 0 | 0 | 0 | 0 | 0 | 0 | 0 | 0 | 0 | 0 | 0 | 0 | 0 | 0 | 0 | 0 | 0 | 0 | 0 | 0 | 0 | 0
| '13 | C5' | 0 | 0 | 0 | 0 | 0 | 0 | 0 | 0 | 0 | 0 | 0 | 0 | 0 | 0 | 0 | 0 | 0 | 0 | 0 | 0 | 0 | 0 | 0 | 0 | 0 | 0 | 0 | 0 | 0 | 0 | 0 | 0 | 0 | 0 | 0 | 0 | 0 | 0 | 0 | 0 | 0 | 0 | 0 | 0 | 0 | 0 | 0 | 0 | 0 | 0 | 0
| '14 | C6' | 0 | 0 | 0 | 0 | 0 | 0 | 0 | 0 | 0 | 0 | 0 | 0 | 0 | 0 | 0 | 0 | 0 | 0 | 0 | 0 | 0 | 0 | 0 | 0 | 0 | 0 | 0 | 0 | 0 | 0 | 0 | 0 | 0 | 0 | 0 | 0 | 0 | 0 | 0 | 0 | 0 | 0 | 0 | 0 | 0 | 0 | 0 | 0 | 0 | 0 | 0
| '15 | C7' | 0 | 0 | 0 | 0 | 0 | 0 | 0 | 0 | 0 | 0 | 0 | 0 | 0 | 0 | 0 | 0 | 0 | 0 | 0 | 0 | 0 | 0 | 0 | 0 | 0 | 0 | 0 | 0 | 0 | 0 | 0 | 0 | 0 | 0 | 0 | 0 | 0 | 0 | 0 | 0 | 0 | 0 | 0 | 0 | 0 | 0 | 0 | 0 | 0 | 0 | 0
| '16 | C8' | 0 | 0 | 0 | 0 | 0 | 0 | 0 | 0 | 0 | 0 | 0 | 0 | 0 | 0 | 0 | 0 | 0 | 0 | 0 | 0 | 0 | 0 | 0 | 0 | 0 | 0 | 0 | 0 | 0 | 0 | 0 | 0 | 0 | 0 | 0 | 0 | 0 | 0 | 0 | 0 | 0 | 0 | 0 | 0 | 0 | 0 | 0 | 0 | 0 | 0 | 0
| '17 | C9' | 0 | 0 | 0 | 0 | 0 | 0 | 0 | 0 | 0 | 0 | 0 | 0 | 0 | 0 | 0 | 0 | 0 | 0 | 0 | 0 | 0 | 0 | 0 | 0 | 0 | 0 | 0 | 0 | 0 | 0 | 0 | 0 | 0 | 0 | 0 | 0 | 0 | 0 | 0 | 0 | 0 | 0 | 0 | 0 | 0 | 0 | 0 | 0 | 0 | 0 | 0
| '18 | CX' | 0 | 0 | 0 | 0 | 0 | 0 | 0 | 0 | 0 | 0 | 0 | 0 | 0 | 0 | 0 | 0 | 0 | 0 | 0 | 0 | 0 | 0 | 0 | 0 | 0 | 0 | 0 | 0 | 0 | 0 | 0 | 0 | 0 | 0 | 0 | 0 | 0 | 0 | 0 | 0 | 0 | 0 | 0 | 0 | 0 | 0 | 0 | 0 | 0 | 0 | 0
| '19 | CY' | 0 | 0 | 0 | 0 | 0 | 0 | 0 | 0 | 0 | 0 | 0 | 0 | 0 | 0 | 0 | 0 | 0 | 0 | 0 | 0 | 0 | 0 | 0 | 0 | 0 | 0 | 0 | 0 | 0 | 0 | 0 | 0 | 0 | 0 | 0 | 0 | 0 | 0 | 0 | 0 | 0 | 0 | 0 | 0 | 0 | 0 | 0 | 0 | 0 | 0 | 0
| '20 | CZ' | 0 | 0 | 0 | 0 | 0 | 0 | 0 | 0 | 0 | 0 | 0 | 0 | 0 | 0 | 0 | 0 | 0 | 0 | 0 | 0 | 0 | 0 | 0 | 0 | 0 | 0 | 0 | 0 | 0 | 0 | 0 | 0 | 0 | 0 | 0 | 0 | 0 | 0 | 0 | 0 | 0 | 0 | 0 | 0 | 0 | 0 | 0 | 0 | 0 | 0 | 0
| '21 | H1' | 0 | 0 | 0 | 0 | 0 | 0 | 0 | 0 | 0 | 0 | 0 | 0 | 0 | 0 | 0 | 0 | 0 | 0 | 0 | 0 | 0 | 0 | 0 | 0 | 0 | 0 | 0 | 0 | 0 | 0 | 0 | 0 | 0 | 0 | 0 | 0 | 0 | 0 | 0 | 0 | 0 | 0 | 0 | 0 | 0 | 0 | 0 | 0 | 0 | 0 | 0
| '22 | H2' | 0 | 0 | 0 | 0 | 0 | 0 | 0 | 0 | 0 | 0 | 0 | 0 | 0 | 0 | 0 | 0 | 0 | 0 | 0 | 0 | 0 | 0 | 0 | 0 | 0 | 0 | 0 | 0 | 0 | 0 | 0 | 0 | 0 | 0 | 0 | 0 | 0 | 0 | 0 | 0 | 0 | 0 | 0 | 0 | 0 | 0 | 0 | 0 | 0 | 0 | 0
| '23 | H3' | 0 | 0 | 0 | 0 | 0 | 0 | 0 | 0 | 0 | 0 | 0 | 0 | 0 | 0 | 0 | 0 | 0 | 0 | 0 | 0 | 0 | 0 | 0 | 0 | 0 | 0 | 0 | 0 | 0 | 0 | 0 | 0 | 0 | 0 | 0 | 0 | 0 | 0 | 0 | 0 | 0 | 0 | 0 | 0 | 0 | 0 | 0 | 0 | 0 | 0 | 0
| '24 | H4' | 0 | 0 | 0 | 0 | 0 | 0 | 0 | 0 | 0 | 0 | 0 | 0 | 0 | 0 | 0 | 0 | 0 | 0 | 0 | 0 | 0 | 0 | 0 | 0 | 0 | 0 | 0 | 0 | 0 | 0 | 0 | 0 | 0 | 0 | 0 | 0 | 0 | 0 | 0 | 0 | 0 | 0 | 0 | 0 | 0 | 0 | 0 | 0 | 0 | 0 | 0
| '25 | H5' | 0 | 0 | 0 | 0 | 0 | 0 | 0 | 0 | 0 | 0 | 0 | 0 | 0 | 0 | 0 | 0 | 0 | 0 | 0 | 0 | 0 | 0 | 0 | 0 | 0 | 0 | 0 | 0 | 0 | 0 | 0 | 0 | 0 | 0 | 0 | 0 | 0 | 0 | 0 | 0 | 0 | 0 | 0 | 0 | 0 | 0 | 0 | 0 | 0 | 0 | 0
| '26 | H6' | 0 | 0 | 0 | 0 | 0 | 0 | 0 | 0 | 0 | 0 | 0 | 0 | 0 | 0 | 0 | 0 | 0 | 0 | 0 | 0 | 0 | 0 | 0 | 0 | 0 | 0 | 0 | 0 | 0 | 0 | 0 | 0 | 0 | 0 | 0 | 0 | 0 | 0 | 0 | 0 | 0 | 0 | 0 | 0 | 0 | 0 | 0 | 0 | 0 | 0 | 0
| '27 | H7' | 0 | 0 | 0 | 0 | 0 | 0 | 0 | 0 | 0 | 0 | 0 | 0 | 0 | 0 | 0 | 0 | 0 | 0 | 0 | 0 | 0 | 0 | 0 | 0 | 0 | 0 | 0 | 0 | 0 | 0 | 0 | 0 | 0 | 0 | 0 | 0 | 0 | 0 | 0 | 0 | 0 | 0 | 0 | 0 | 0 | 0 | 0 | 0 | 0 | 0 | 0
| '28 | H8' | 0 | 0 | 0 | 0 | 0 | 0 | 0 | 0 | 0 | 0 | 0 | 0 | 0 | 0 | 0 | 0 | 0 | 0 | 0 | 0 | 0 | 0 | 0 | 0 | 0 | 0 | 0 | 0 | 0 | 0 | 0 | 0 | 0 | 0 | 0 | 0 | 0 | 0 | 0 | 0 | 0 | 0 | 0 | 0 | 0 | 0 | 0 | 0 | 0 | 0 | 0
| '29 | H9' | 0 | 0 | 0 | 0 | 0 | 0 | 0 | 0 | 0 | 0 | 0 | 0 | 0 | 0 | 0 | 0 | 0 | 0 | 0 | 0 | 0 | 0 | 0 | 0 | 0 | 0 | 0 | 0 | 0 | 0 | 0 | 0 | 0 | 0 | 0 | 0 | 0 | 0 | 0 | 0 | 0 | 0 | 0 | 0 | 0 | 0 | 0 | 0 | 0 | 0 | 0
| '30 | HA' | 0 | 0 | 0 | 0 | 0 | 0 | 0 | 0 | 0 | 0 | 0 | 0 | 0 | 0 | 0 | 0 | 0 | 0 | 0 | 0 | 0 | 0 | 0 | 0 | 0 | 0 | 0 | 0 | 0 | 0 | 0 | 0 | 0 | 0 | 0 | 0 | 0 | 0 | 0 | 0 | 0 | 0 | 0 | 0 | 0 | 0 | 0 | 0 | 0 | 0 | 0
| '31 | HB' | 0 | 0 | 0 | 0 | 0 | 0 | 0 | 0 | 0 | 0 | 0 | 0 | 0 | 0 | 0 | 0 | 0 | 0 | 0 | 0 | 0 | 0 | 0 | 0 | 0 | 0 | 0 | 0 | 0 | 0 | 0 | 0 | 0 | 0 | 0 | 0 | 0 | 0 | 0 | 0 | 0 | 0 | 0 | 0 | 0 | 0 | 0 | 0 | 0 | 0 | 0
| '32 | HC' | 0 | 0 | 0 | 0 | 0 | 0 | 0 | 0 | 0 | 0 | 0 | 0 | 0 | 0 | 0 | 0 | 0 | 0 | 0 | 0 | 0 | 0 | 0 | 0 | 0 | 0 | 0 | 0 | 0 | 0 | 0 | 0 | 0 | 0 | 0 | 0 | 0 | 0 | 0 | 0 | 0 | 0 | 0 | 0 | 0 | 0 | 0 | 0 | 0 | 0 | 0
| '33 | PC' | 0 | 0 | 0 | 0 | 0 | 0 | 0 | 0 | 0 | 0 | 0 | 0 | 0 | 0 | 0 | 0 | 0 | 0 | 0 | 0 | 0 | 0 | 0 | 0 | 0 | 0 | 0 | 0 | 0 | 0 | 0 | 0 | 0 | 0 | 0 | 0 | 0 | 0 | 0 | 0 | 0 | 0 | 0 | 0 | 0 | 0 | 0 | 0 | 0 | 0 | 0
| '34 | OC' | 0 | 0 | 0 | 0 | 0 | 0 | 0 | 0 | 0 | 0 | 0 | 0 | 0 | 0 | 0 | 0 | 0 | 0 | 0 | 0 | 0 | 0 | 0 | 0 | 0 | 0 | 0 | 0 | 0 | 0 | 0 | 0 | 0 | 0 | 0 | 0 | 0 | 0 | 0 | 0 | 0 | 0 | 0 | 0 | 0 | 0 | 0 | 0 | 0 | 0 | 0
| '35 | IG' | 0 | 0 | 0 | 0 | 0 | 0 | 0 | 0 | 0 | 0 | 0 | 0 | 0 | 0 | 0 | 0 | 0 | 0 | 0 | 0 | 0 | 0 | 0 | 0 | 0 | 0 | 0 | 0 | 0 | 0 | 0 | 0 | 0 | 0 | 0 | 0 | 0 | 0 | 0 | 0 | 0 | 0 | 0 | 0 | 0 | 0 | 0 | 0 | 0 | 0 | 0
| '36 | I2' | 0 | 0 | 0 | 0 | 0 | 0 | 0 | 0 | 0 | 0 | 0 | 0 | 0 | 0 | 0 | 0 | 0 | 0 | 0 | 0 | 0 | 0 | 0 | 0 | 0 | 0 | 0 | 0 | 0 | 0 | 0 | 0 | 0 | 0 | 0 | 0 | 0 | 0 | 0 | 0 | 0 | 0 | 0 | 0 | 0 | 0 | 0 | 0 | 0 | 0 | 0
| '37 | PQ' | 0 | 0 | 0 | 0 | 0 | 0 | 0 | 0 | 0 | 0 | 0 | 0 | 0 | 0 | 0 | 0 | 0 | 0 | 0 | 0 | 0 | 0 | 0 | 0 | 0 | 0 | 0 | 0 | 0 | 0 | 0 | 0 | 0 | 0 | 0 | 0 | 0 | 0 | 0 | 0 | 0 | 0 | 0 | 0 | 0 | 0 | 0 | 0 | 0 | 0 | 0
| '38 | IS' | 0 | 0 | 0 | 0 | 0 | 0 | 0 | 0 | 0 | 0 | 0 | 0 | 0 | 0 | 0 | 0 | 0 | 0 | 0 | 0 | 0 | 0 | 0 | 0 | 0 | 0 | 0 | 0 | 0 | 0 | 0 | 0 | 0 | 0 | 0 | 0 | 0 | 0 | 0 | 0 | 0 | 0 | 0 | 0 | 0 | 0 | 0 | 0 | 0 | 0 | 0
| '39 | NG' | 0 | 0 | 0 | 0 | 0 | 0 | 0 | 0 | 0 | 0 | 0 | 0 | 0 | 0 | 0 | 0 | 0 | 0 | 0 | 0 | 0 | 0 | 0 | 0 | 0 | 0 | 0 | 0 | 0 | 0 | 0 | 0 | 0 | 0 | 0 | 0 | 0 | 0 | 0 | 0 | 0 | 0 | 0 | 0 | 0 | 0 | 0 | 0 | 0 | 0 | 0
| '40 | ST' | 0 | 0 | 0 | 0 | 0 | 0 | 0 | 0 | 0 | 0 | 0 | 0 | 0 | 0 | 0 | 0 | 0 | 0 | 0 | 0 | 0 | 0 | 0 | 0 | 0 | 0 | 0 | 0 | 0 | 0 | 0 | 0 | 0 | 0 | 0 | 0 | 0 | 0 | 0 | 0 | 0 | 0 | 0 | 0 | 0 | 0 | 0 | 0 | 0 | 0 | 0
| '41 | ET' | 0 | 0 | 0 | 0 | 0 | 0 | 0 | 0 | 0 | 0 | 0 | 0 | 0 | 0 | 0 | 0 | 0 | 0 | 0 | 0 | 0 | 0 | 0 | 0 | 0 | 0 | 0 | 0 | 0 | 0 | 0 | 0 | 0 | 0 | 0 | 0 | 0 | 0 | 0 | 0 | 0 | 0 | 0 | 0 | 0 | 0 | 0 | 0 | 0 | 0 | 0
| '42 | IC' | 0 | 0 | 0 | 0 | 0 | 0 | 0 | 0 | 0 | 0 | 0 | 0 | 0 | 0 | 0 | 0 | 0 | 0 | 0 | 0 | 0 | 0 | 0 | 0 | 0 | 0 | 0 | 0 | 0 | 0 | 0 | 0 | 0 | 0 | 0 | 0 | 0 | 0 | 0 | 0 | 0 | 0 | 0 | 0 | 0 | 0 | 0 | 0 | 0 | 0 | 0
| '43 | CT' | 0 | 0 | 0 | 0 | 0 | 0 | 0 | 0 | 0 | 0 | 0 | 0 | 0 | 0 | 0 | 0 | 0 | 0 | 0 | 0 | 0 | 0 | 0 | 0 | 0 | 0 | 0 | 0 | 0 | 0 | 0 | 0 | 0 | 0 | 0 | 0 | 0 | 0 | 0 | 0 | 0 | 0 | 0 | 0 | 0 | 0 | 0 | 0 | 0 | 0 | 0
| '44 | T2' | 0 | 0 | 0 | 0 | 0 | 0 | 0 | 0 | 0 | 0 | 0 | 0 | 0 | 0 | 0 | 0 | 0 | 0 | 0 | 0 | 0 | 0 | 0 | 0 | 0 | 0 | 0 | 0 | 0 | 0 | 0 | 0 | 0 | 0 | 0 | 0 | 0 | 0 | 0 | 0 | 0 | 0 | 0 | 0 | 0 | 0 | 0 | 0 | 0 | 0 | 0
| '45 | AT' | 0 | 0 | 0 | 0 | 0 | 0 | 0 | 0 | 0 | 0 | 0 | 0 | 0 | 0 | 0 | 0 | 0 | 0 | 0 | 0 | 0 | 0 | 0 | 0 | 0 | 0 | 0 | 0 | 0 | 0 | 0 | 0 | 0 | 0 | 0 | 0 | 0 | 0 | 0 | 0 | 0 | 0 | 0 | 0 | 0 | 0 | 0 | 0 | 0 | 0 | 0
| '46 | EC' | 0 | 0 | 0 | 0 | 0 | 0 | 0 | 0 | 0 | 0 | 0 | 0 | 0 | 0 | 0 | 0 | 0 | 0 | 0 | 0 | 0 | 0 | 0 | 0 | 0 | 0 | 0 | 0 | 0 | 0 | 0 | 0 | 0 | 0 | 0 | 0 | 0 | 0 | 0 | 0 | 0 | 0 | 0 | 0 | 0 | 0 | 0 | 0 | 0 | 0 | 0
| '47 | CC' | 0 | 0 | 0 | 0 | 0 | 0 | 0 | 0 | 0 | 0 | 0 | 0 | 0 | 0 | 0 | 0 | 0 | 0 | 0 | 0 | 0 | 0 | 0 | 0 | 0 | 0 | 0 | 0 | 0 | 0 | 0 | 0 | 0 | 0 | 0 | 0 | 0 | 0 | 0 | 0 | 0 | 0 | 0 | 0 | 0 | 0 | 0 | 0 | 0 | 0 | 0
| '48 | AC' | 0 | 0 | 0 | 0 | 0 | 0 | 0 | 0 | 0 | 0 | 0 | 0 | 0 | 0 | 0 | 0 | 0 | 0 | 0 | 0 | 0 | 0 | 0 | 0 | 0 | 0 | 0 | 0 | 0 | 0 | 0 | 0 | 0 | 0 | 0 | 0 | 0 | 0 | 0 | 0 | 0 | 0 | 0 | 0 | 0 | 0 | 0 | 0 | 0 | 0 | 0
| '49 | A2' | 0 | 0 | 0 | 0 | 0 | 0 | 0 | 0 | 0 | 0 | 0 | 0 | 0 | 0 | 0 | 0 | 0 | 0 | 0 | 0 | 0 | 0 | 0 | 0 | 0 | 0 | 0 | 0 | 0 | 0 | 0 | 0 | 0 | 0 | 0 | 0 | 0 | 0 | 0 | 0 | 0 | 0 | 0 | 0 | 0 | 0 | 0 | 0 | 0 | 0 | 0
| '50 | CS' | 0 | 0 | 0 | 0 | 0 | 0 | 0 | 0 | 0 | 0 | 0 | 0 | 0 | 0 | 0 | 0 | 0 | 0 | 0 | 0 | 0 | 0 | 0 | 0 | 0 | 0 | 0 | 0 | 0 | 0 | 0 | 0 | 0 | 0 | 0 | 0 | 0 | 0 | 0 | 0 | 0 | 0 | 0 | 0 | 0 | 0 | 0 | 0 | 0 | 0 | 0
| '51 | FC' | 0 | 0 | 0 | 0 | 0 | 0 | 0 | 0 | 0 | 0 | 0 | 0 | 0 | 0 | 0 | 0 | 0 | 0 | 0 | 0 | 0 | 0 | 0 | 0 | 0 | 0 | 0 | 0 | 0 | 0 | 0 | 0 | 0 | 0 | 0 | 0 | 0 | 0 | 0 | 0 | 0 | 0 | 0 | 0 | 0 | 0 | 0 | 0 | 0 | 0 | 0
| '52 | CN' | 0 | 0 | 0 | 0 | 0 | 0 | 0 | 0 | 0 | 0 | 0 | 0 | 0 | 0 | 0 | 0 | 0 | 0 | 0 | 0 | 0 | 0 | 0 | 0 | 0 | 0 | 0 | 0 | 0 | 0 | 0 | 0 | 0 | 0 | 0 | 0 | 0 | 0 | 0 | 0 | 0 | 0 | 0 | 0 | 0 | 0 | 0 | 0 | 0 | 0 | 0
| '53 | AN' | 0 | 0 | 0 | 0 | 0 | 0 | 0 | 0 | 0 | 0 | 0 | 0 | 0 | 0 | 0 | 0 | 0 | 0 | 0 | 0 | 0 | 0 | 0 | 0 | 0 | 0 | 0 | 0 | 0 | 0 | 0 | 0 | 0 | 0 | 0 | 0 | 0 | 0 | 0 | 0 | 0 | 0 | 0 | 0 | 0 | 0 | 0 | 0 | 0 | 0 | 0
| '54 | SM' | 0 | 0 | 0 | 0 | 0 | 0 | 0 | 0 | 0 | 0 | 0 | 0 | 0 | 0 | 0 | 0 | 0 | 0 | 0 | 0 | 0 | 0 | 0 | 0 | 0 | 0 | 0 | 0 | 0 | 0 | 0 | 0 | 0 | 0 | 0 | 0 | 0 | 0 | 0 | 0 | 0 | 0 | 0 | 0 | 0 | 0 | 0 | 0 | 0 | 0 | 0
| '55 | GN' | 0 | 0 | 0 | 0 | 0 | 0 | 0 | 0 | 0 | 0 | 0 | 0 | 0 | 0 | 0 | 0 | 0 | 0 | 0 | 0 | 0 | 0 | 0 | 0 | 0 | 0 | 0 | 0 | 0 | 0 | 0 | 0 | 0 | 0 | 0 | 0 | 0 | 0 | 0 | 0 | 0 | 0 | 0 | 0 | 0 | 0 | 0 | 0 | 0 | 0 | 0
| '56 | WD' | 0 | 0 | 0 | 0 | 0 | 0 | 0 | 0 | 0 | 0 | 0 | 0 | 0 | 0 | 0 | 0 | 0 | 0 | 0 | 0 | 0 | 0 | 0 | 0 | 0 | 0 | 0 | 0 | 0 | 0 | 0 | 0 | 0 | 0 | 0 | 0 | 0 | 0 | 0 | 0 | 0 | 0 | 0 | 0 | 0 | 0 | 0 | 0 | 0 | 0 | 0
| '57 | BI' | 0 | 0 | 0 | 0 | 0 | 0 | 0 | 0 | 0 | 0 | 0 | 0 | 0 | 0 | 0 | 0 | 0 | 0 | 0 | 0 | 0 | 0 | 0 | 0 | 0 | 0 | 0 | 0 | 0 | 0 | 0 | 0 | 0 | 0 | 0 | 0 | 0 | 0 | 0 | 0 | 0 | 0 | 0 | 0 | 0 | 0 | 0 | 0 | 0 | 0 | 0
| '58 | GT' | 0 | 0 | 0 | 0 | 0 | 0 | 0 | 0 | 0 | 0 | 0 | 0 | 0 | 0 | 0 | 0 | 0 | 0 | 0 | 0 | 0 | 0 | 0 | 0 | 0 | 0 | 0 | 0 | 0 | 0 | 0 | 0 | 0 | 0 | 0 | 0 | 0 | 0 | 0 | 0 | 0 | 0 | 0 | 0 | 0 | 0 | 0 | 0 | 0 | 0 | 0
| '59 | AG' | 0 | 0 | 0 | 0 | 0 | 0 | 0 | 0 | 0 | 0 | 0 | 0 | 0 | 0 | 0 | 0 | 0 | 0 | 0 | 0 | 0 | 0 | 0 | 0 | 0 | 0 | 0 | 0 | 0 | 0 | 0 | 0 | 0 | 0 | 0 | 0 | 0 | 0 | 0 | 0 | 0 | 0 | 0 | 0 | 0 | 0 | 0 | 0 | 0 | 0 | 0
| '60 | MS' | 0 | 0 | 0 | 0 | 0 | 0 | 0 | 0 | 0 | 0 | 0 | 0 | 0 | 0 | 0 | 0 | 0 | 0 | 0 | 0 | 0 | 0 | 0 | 0 | 0 | 0 | 0 | 0 | 0 | 0 | 0 | 0 | 0 | 0 | 0 | 0 | 0 | 0 | 0 | 0 | 0 | 0 | 0 | 0 | 0 | 0 | 0 | 0 | 0 | 0 | 0
| '61 | HY' | 0 | 0 | 0 | 0 | 0 | 0 | 0 | 0 | 0 | 0 | 0 | 0 | 0 | 0 | 0 | 0 | 0 | 0 | 0 | 0 | 0 | 0 | 0 | 0 | 0 | 0 | 0 | 0 | 0 | 0 | 0 | 0 | 0 | 0 | 0 | 0 | 0 | 0 | 0 | 0 | 0 | 0 | 0 | 0 | 0 | 0 | 0 | 0 | 0 | 0 | 0
| '62 | HO' | 0 | 0 | 0 | 0 | 0 | 0 | 0 | 0 | 0 | 0 | 0 | 0 | 0 | 0 | 0 | 0 | 0 | 0 | 0 | 0 | 0 | 0 | 0 | 0 | 0 | 0 | 0 | 0 | 0 | 0 | 0 | 0 | 0 | 0 | 0 | 0 | 0 | 0 | 0 | 0 | 0 | 0 | 0 | 0 | 0 | 0 | 0 | 0 | 0 | 0 | 0
| '63 | HI' | 0 | 0 | 0 | 0 | 0 | 0 | 0 | 0 | 0 | 0 | 0 | 0 | 0 | 0 | 0 | 0 | 0 | 0 | 0 | 0 | 0 | 0 | 0 | 0 | 0 | 0 | 0 | 0 | 0 | 0 | 0 | 0 | 0 | 0 | 0 | 0 | 0 | 0 | 0 | 0 | 0 | 0 | 0 | 0 | 0 | 0 | 0 | 0 | 0 | 0 | 0
| '64 | TI' | 0 | 0 | 0 | 0 | 0 | 0 | 0 | 0 | 0 | 0 | 0 | 0 | 0 | 0 | 0 | 0 | 0 | 0 | 0 | 0 | 0 | 0 | 0 | 0 | 0 | 0 | 0 | 0 | 0 | 0 | 0 | 0 | 0 | 0 | 0 | 0 | 0 | 0 | 0 | 0 | 0 | 0 | 0 | 0 | 0 | 0 | 0 | 0 | 0 | 0 | 0
| '65 | PS' | 0 | 0 | 0 | 0 | 0 | 0 | 0 | 0 | 0 | 0 | 0 | 0 | 0 | 0 | 0 | 0 | 0 | 0 | 0 | 0 | 0 | 0 | 0 | 0 | 0 | 0 | 0 | 0 | 0 | 0 | 0 | 0 | 0 | 0 | 0 | 0 | 0 | 0 | 0 | 0 | 0 | 0 | 0 | 0 | 0 | 0 | 0 | 0 | 0 | 0 | 0
| '66 | P2' | 0 | 0 | 0 | 0 | 0 | 0 | 0 | 0 | 0 | 0 | 0 | 0 | 0 | 0 | 0 | 0 | 0 | 0 | 0 | 0 | 0 | 0 | 0 | 0 | 0 | 0 | 0 | 0 | 0 | 0 | 0 | 0 | 0 | 0 | 0 | 0 | 0 | 0 | 0 | 0 | 0 | 0 | 0 | 0 | 0 | 0 | 0 | 0 | 0 | 0 | 0
| '67 | SQ' | 0 | 0 | 0 | 0 | 0 | 0 | 0 | 0 | 0 | 0 | 0 | 0 | 0 | 0 | 0 | 0 | 0 | 0 | 0 | 0 | 0 | 0 | 0 | 0 | 0 | 0 | 0 | 0 | 0 | 0 | 0 | 0 | 0 | 0 | 0 | 0 | 0 | 0 | 0 | 0 | 0 | 0 | 0 | 0 | 0 | 0 | 0 | 0 | 0 | 0 | 0
| '68 | DS' | 0 | 0 | 0 | 0 | 0 | 0 | 0 | 0 | 0 | 0 | 0 | 0 | 0 | 0 | 0 | 0 | 0 | 0 | 0 | 0 | 0 | 0 | 0 | 0 | 0 | 0 | 0 | 0 | 0 | 0 | 0 | 0 | 0 | 0 | 0 | 0 | 0 | 0 | 0 | 0 | 0 | 0 | 0 | 0 | 0 | 0 | 0 | 0 | 0 | 0 | 0
| '69 | OS' | 0 | 0 | 0 | 0 | 0 | 0 | 0 | 0 | 0 | 0 | 0 | 0 | 0 | 0 | 0 | 0 | 0 | 0 | 0 | 0 | 0 | 0 | 0 | 0 | 0 | 0 | 0 | 0 | 0 | 0 | 0 | 0 | 0 | 0 | 0 | 0 | 0 | 0 | 0 | 0 | 0 | 0 | 0 | 0 | 0 | 0 | 0 | 0 | 0 | 0 | 0
| '70 | WN' | 0 | 0 | 0 | 0 | 0 | 0 | 0 | 0 | 0 | 0 | 0 | 0 | 0 | 0 | 0 | 0 | 0 | 0 | 0 | 0 | 0 | 0 | 0 | 0 | 0 | 0 | 0 | 0 | 0 | 0 | 0 | 0 | 0 | 0 | 0 | 0 | 0 | 0 | 0 | 0 | 0 | 0 | 0 | 0 | 0 | 0 | 0 | 0 | 0 | 0 | 0
| '71 | WL' | 0 | 0 | 0 | 0 | 0 | 0 | 0 | 0 | 0 | 0 | 0 | 0 | 0 | 0 | 0 | 0 | 0 | 0 | 0 | 0 | 0 | 0 | 0 | 0 | 0 | 0 | 0 | 0 | 0 | 0 | 0 | 0 | 0 | 0 | 0 | 0 | 0 | 0 | 0 | 0 | 0 | 0 | 0 | 0 | 0 | 0 | 0 | 0 | 0 | 0 | 0
| '72 | WF' | 0 | 0 | 0 | 0 | 0 | 0 | 0 | 0 | 0 | 0 | 0 | 0 | 0 | 0 | 0 | 0 | 0 | 0 | 0 | 0 | 0 | 0 | 0 | 0 | 0 | 0 | 0 | 0 | 0 | 0 | 0 | 0 | 0 | 0 | 0 | 0 | 0 | 0 | 0 | 0 | 0 | 0 | 0 | 0 | 0 | 0 | 0 | 0 | 0 | 0 | 0
| '73 | SO' | 0 | 0 | 0 | 0 | 0 | 0 | 0 | 0 | 0 | 0 | 0 | 0 | 0 | 0 | 0 | 0 | 0 | 0 | 0 | 0 | 0 | 0 | 0 | 0 | 0 | 0 | 0 | 0 | 0 | 0 | 0 | 0 | 0 | 0 | 0 | 0 | 0 | 0 | 0 | 0 | 0 | 0 | 0 | 0 | 0 | 0 | 0 | 0 | 0 | 0 | 0
| '74 | SS' | 0 | 0 | 0 | 0 | 0 | 0 | 0 | 0 | 0 | 0 | 0 | 0 | 0 | 0 | 0 | 0 | 0 | 0 | 0 | 0 | 0 | 0 | 0 | 0 | 0 | 0 | 0 | 0 | 0 | 0 | 0 | 0 | 0 | 0 | 0 | 0 | 0 | 0 | 0 | 0 | 0 | 0 | 0 | 0 | 0 | 0 | 0 | 0 | 0 | 0 | 0
| '75 | S2' | 0 | 0 | 0 | 0 | 0 | 0 | 0 | 0 | 0 | 0 | 0 | 0 | 0 | 0 | 0 | 0 | 0 | 0 | 0 | 0 | 0 | 0 | 0 | 0 | 0 | 0 | 0 | 0 | 0 | 0 | 0 | 0 | 0 | 0 | 0 | 0 | 0 | 0 | 0 | 0 | 0 | 0 | 0 | 0 | 0 | 0 | 0 | 0 | 0 | 0 | 0
| '76 | PV' | 0 | 0 | 0 | 0 | 0 | 0 | 0 | 0 | 0 | 0 | 0 | 0 | 0 | 0 | 0 | 0 | 0 | 0 | 0 | 0 | 0 | 0 | 0 | 0 | 0 | 0 | 0 | 0 | 0 | 0 | 0 | 0 | 0 | 0 | 0 | 0 | 0 | 0 | 0 | 0 | 0 | 0 | 0 | 0 | 0 | 0 | 0 | 0 | 0 | 0 | 0
| '77 | PT' | 0 | 0 | 0 | 0 | 0 | 0 | 0 | 0 | 0 | 0 | 0 | 0 | 0 | 0 | 0 | 0 | 0 | 0 | 0 | 0 | 0 | 0 | 0 | 0 | 0 | 0 | 0 | 0 | 0 | 0 | 0 | 0 | 0 | 0 | 0 | 0 | 0 | 0 | 0 | 0 | 0 | 0 | 0 | 0 | 0 | 0 | 0 | 0 | 0 | 0 | 0
| '78 | IN' | 0 | 0 | 0 | 0 | 0 | 0 | 0 | 0 | 0 | 0 | 0 | 0 | 0 | 0 | 0 | 0 | 0 | 0 | 0 | 0 | 0 | 0 | 0 | 0 | 0 | 0 | 0 | 0 | 0 | 0 | 0 | 0 | 0 | 0 | 0 | 0 | 0 | 0 | 0 | 0 | 0 | 0 | 0 | 0 | 0 | 0 | 0 | 0 | 0 | 0 | 0
| '79 | DB' | 0 | 0 | 0 | 0 | 0 | 0 | 0 | 0 | 0 | 0 | 0 | 0 | 0 | 0 | 0 | 0 | 0 | 0 | 0 | 0 | 0 | 0 | 0 | 0 | 0 | 0 | 0 | 0 | 0 | 0 | 0 | 0 | 0 | 0 | 0 | 0 | 0 | 0 | 0 | 0 | 0 | 0 | 0 | 0 | 0 | 0 | 0 | 0 | 0 | 0 | 0
| '80 | DP' | 0 | 0 | 0 | 0 | 0 | 0 | 0 | 0 | 0 | 0 | 0 | 0 | 0 | 0 | 0 | 0 | 0 | 0 | 0 | 0 | 0 | 0 | 0 | 0 | 0 | 0 | 0 | 0 | 0 | 0 | 0 | 0 | 0 | 0 | 0 | 0 | 0 | 0 | 0 | 0 | 0 | 0 | 0 | 0 | 0 | 0 | 0 | 0 | 0 | 0 | 0

## OPTLRN
DSP OPTFAC--CC: OPTIMISM FACTORS FOR CAPITAL COSTS (FUNCTION OF PENETRATION)
#### FOR EACH PLANT TYPE COMPONENT:
#### UPLRSIZ: MINIMUM SIZE TO BEGIN LEARNING
#### UPLROPS: UNIT # TO START DECREMENT IN TECH OPTIMISM
#### UPLROPE: UNIT # TO END DECREMENT IN TECH OPTIMISM
#### UPLROP0: INITIAL OPTIMISM FACTOR
### |  |  | UPLRSIZ | UPLROPS | UPLROPE | UPLROP0
| EXC | Exis Coal | 1000 | 0 | 4 | 1
| PVC | Pulv Coal New | 650 | 0 | 4 | 1
| EXS | Exis Steam | 500 | 0 | 4 | 1
| ICE | Internal Combustion Engine | 50 | 0 | 4 | 1
| GCT | Gas combustion turbine | 210 | 0 | 4 | 1
| SCC | Steam Comb Cyc | 1000 | 0 | 4 | 1
| GSF | Gasifier-coal/wd | 600 | 0 | 4 | 1
| SEQ | Sequestration | 650 | 0 | 4 | 1.1
| BIG | Balance - IGCC | 600 | 0 | 4 | 1
| BCT | Balance - Turbine | 210 | 0 | 4 | 1
| BCC | Balance - CC | 500 | 0 | 4 | 1
| FLC | Fuel Cell | 100 | 0 | 4 | 1.1
| CNU | Conv Nuclear | 2500 | 0 | 4 | 1
| ANU | Adv Nuclear | 1100 | 0 | 4 | 1.05
| SMR | Adv Nuclear SMR | 600 | 0 | 4 | 1.1
| BMS | Biomass plant | 200 | 0 | 4 | 1.006
| GTH | Geothermal | 50 | 0 | 4 | 1
| MSW | Mun Solid Waste | 50 | 0 | 4 | 1
| HYD | Conv Hydro | 500 | 0 | 4 | 1
| HPS | Hyd Pump Storage | 500 | 0 | 4 | 1
| HP2 | Other Storage | 500 | 0 | 4 | 1
| DST | Diurnal Storage | 100 | 0 | 4 | 1
| WND | Wind | 100 | 0 | 4 | 1
| WFS | Wind Offshore | 400 | 0 | 4 | 1.5
| STH | Solar Thermal | 100 | 0 | 4 | 1
| PVM | Solar PV - Mod | 150 | 0 | 4 | 1
| PVB | Solar PV - BOS | 150 | 0 | 4 | 1
| DGB | Dist Gen - Base | 50 | 0 | 4 | 1
| DGP | Dist Gen - Peak | 50 | 0 | 4 | 1
DSP LRNFAC--CC: LEARNING FACTORS FOR CAPITAL COSTS (FUNCTION OF PENETRATION)
#### FOR EACH PLANT TYPE COMPONENT:
#### UPLRLCX: TECHNOLOGY VINTAGE
#### REVOLUTIONARY = 0
#### EVOLUTIONARY = 1
#### CONVENTIONAL = 2
#### UPLRLCU: DOUBLINGS IN EACH STEP OF LEARNING CURVE
#### UPLRLCR: LEARNING RATE FOR EACH STEP
#### UPLRDBL: NUMBER OF DOUBLINGS ALLOWED IN A SINGLE YEAR
#### UPMNLRN: MINIMUM DECREASE IN LEARNING FACTOR OVER THE FORECAST
#### PERIOD
### | UPLRLCX | UPLRLCU1 | UPLRLCU2 | UPLRLCU3 | UPLRLCR1 | UPLRLCR2 | UPLRLCR3 | UPLRDBL | UPLRMIN
EXC | 2 | 3 | 5 | 500 | 0.2 | 0.1 | 0.01 | 1 | 0.05
PVC | 1 | 3 | 5 | 500 | 0.2 | 0.1 | 0.01 | 1 | 0.1
EXS | 2 | 3 | 5 | 500 | 0.2 | 0.1 | 0.01 | 1 | 0.05
ICE | 2 | 3 | 5 | 500 | 0.2 | 0.1 | 0.01 | 1 | 0.05
GCT | 1 | 3 | 5 | 500 | 0.2 | 0.1 | 0.01 | 1 | 0.1
SCC | 2 | 3 | 5 | 500 | 0.2 | 0.1 | 0.01 | 1 | 0.05
GSF | 1 | 3 | 5 | 500 | 0.2 | 0.1 | 0.01 | 1 | 0.1
SEQ | 0 | 3 | 5 | 500 | 0.2 | 0.1 | 0.01 | 1 | 0.2
BIG | 2 | 3 | 5 | 500 | 0.2 | 0.1 | 0.01 | 1 | 0.05
BCT | 2 | 3 | 5 | 500 | 0.2 | 0.1 | 0.01 | 1 | 0.05
BCC | 2 | 3 | 5 | 500 | 0.2 | 0.1 | 0.01 | 1 | 0.05
FLC | 0 | 3 | 5 | 500 | 0.2 | 0.1 | 0.01 | 1 | 0.2
CNU | 2 | 3 | 5 | 500 | 0.2 | 0.1 | 0.01 | 1 | 0.05
ANU | 0 | 3 | 5 | 500 | 0.048 | 0.028 | 0.01 | 1 | 0.1
SMR | 0 | 3 | 5 | 500 | 0.048 | 0.028 | 0.01 | 1 | 0.1
BMS | 1 | 3 | 5 | 500 | 0.2 | 0.1 | 0.01 | 1 | 0.1
GTH | 1 | 3 | 5 | 500 | 0.2 | 0.078 | 0.01 | 1 | 0.1
MSW | 2 | 3 | 5 | 500 | 0.2 | 0.1 | 0.01 | 1 | 0.05
HYD | 2 | 3 | 5 | 500 | 0.2 | 0.1 | 0.01 | 1 | 0.05
HPS | 2 | 3 | 5 | 500 | 0.2 | 0.1 | 0.01 | 1 | 0.05
HP2 | 2 | 3 | 5 | 500 | 0.2 | 0.1 | 0.01 | 1 | 0.05
DST | 0 | 1 | 5 | 500 | 0.2 | 0.1 | 0.01 | 1 | 0.1
WND | 2 | 3 | 5 | 500 | 0.2 | 0.1 | 0.01 | 1 | 0.05
WFS | 0 | 3 | 5 | 500 | 0.2 | 0.1 | 0.01 | 1 | 0.2
STH | 0 | 3 | 5 | 500 | 0.2 | 0.1 | 0.01 | 1 | 0.1
PVM | 0 | 1 | 5 | 500 | 0.2 | 0.1 | 0.01 | 1 | 0.1
PVB | 1 | 0 | 5 | 500 | 0.2 | 0.1 | 0.01 | 1 | 0.1
DGB | 1 | 3 | 5 | 500 | 0.2 | 0.05 | 0.01 | 1 | 0.1
DGP | 1 | 3 | 5 | 500 | 0.2 | 0.05 | 0.01 | 1 | 0.1
DSP LRNMAX-- MAXIMUM LEARNING RATE FOR ANY COMPONENT, BY VINTAGE
### UPLRMAX - REV, EVOL, CONV
'LRNMAX' | 0.9 | 0.5 | 0.1
DSP LRNCSTWT--COST WEIGHTS FOR COMPONENTS FOR EACH PLANT TYPE
#### UPLCSTWT: SHARE EACH COMPONENT CONTRIBUTES TO INITIAL COST
#### | EXC | PVC | EXS | ICE | GCT | SCC | GSF | SEQ | BIG | BCT | BCC | FLC | CNU | ANU | SMR | BMS | GTH | MSW | HYD | HPS | HP2 | DST | WND | WFS | STH | PVM | PVB | DGB | DGP
'B1' | 1 | 0 | 0 | 0 | 0 | 0 | 0 | 0 | 0 | 0 | 0 | 0 | 0 | 0 | 0 | 0 | 0 | 0 | 0 | 0 | 0 | 0 | 0 | 0 | 0 | 0 | 0 | 0 | 0
'B2' | 1 | 0 | 0 | 0 | 0 | 0 | 0 | 0 | 0 | 0 | 0 | 0 | 0 | 0 | 0 | 0 | 0 | 0 | 0 | 0 | 0 | 0 | 0 | 0 | 0 | 0 | 0 | 0 | 0
'B3' | 1 | 0 | 0 | 0 | 0 | 0 | 0 | 0 | 0 | 0 | 0 | 0 | 0 | 0 | 0 | 0 | 0 | 0 | 0 | 0 | 0 | 0 | 0 | 0 | 0 | 0 | 0 | 0 | 0
'B4' | 1 | 0 | 0 | 0 | 0 | 0 | 0 | 0 | 0 | 0 | 0 | 0 | 0 | 0 | 0 | 0 | 0 | 0 | 0 | 0 | 0 | 0 | 0 | 0 | 0 | 0 | 0 | 0 | 0
'B5' | 1 | 0 | 0 | 0 | 0 | 0 | 0 | 0 | 0 | 0 | 0 | 0 | 0 | 0 | 0 | 0 | 0 | 0 | 0 | 0 | 0 | 0 | 0 | 0 | 0 | 0 | 0 | 0 | 0
'B6' | 1 | 0 | 0 | 0 | 0 | 0 | 0 | 0 | 0 | 0 | 0 | 0 | 0 | 0 | 0 | 0 | 0 | 0 | 0 | 0 | 0 | 0 | 0 | 0 | 0 | 0 | 0 | 0 | 0
'B7' | 1 | 0 | 0 | 0 | 0 | 0 | 0 | 0 | 0 | 0 | 0 | 0 | 0 | 0 | 0 | 0 | 0 | 0 | 0 | 0 | 0 | 0 | 0 | 0 | 0 | 0 | 0 | 0 | 0
'B8' | 1 | 0 | 0 | 0 | 0 | 0 | 0 | 0 | 0 | 0 | 0 | 0 | 0 | 0 | 0 | 0 | 0 | 0 | 0 | 0 | 0 | 0 | 0 | 0 | 0 | 0 | 0 | 0 | 0
'C1' | 1 | 0 | 0 | 0 | 0 | 0 | 0 | 0 | 0 | 0 | 0 | 0 | 0 | 0 | 0 | 0 | 0 | 0 | 0 | 0 | 0 | 0 | 0 | 0 | 0 | 0 | 0 | 0 | 0
'C2' | 1 | 0 | 0 | 0 | 0 | 0 | 0 | 0 | 0 | 0 | 0 | 0 | 0 | 0 | 0 | 0 | 0 | 0 | 0 | 0 | 0 | 0 | 0 | 0 | 0 | 0 | 0 | 0 | 0
'C3' | 1 | 0 | 0 | 0 | 0 | 0 | 0 | 0 | 0 | 0 | 0 | 0 | 0 | 0 | 0 | 0 | 0 | 0 | 0 | 0 | 0 | 0 | 0 | 0 | 0 | 0 | 0 | 0 | 0
'C4' | 1 | 0 | 0 | 0 | 0 | 0 | 0 | 0 | 0 | 0 | 0 | 0 | 0 | 0 | 0 | 0 | 0 | 0 | 0 | 0 | 0 | 0 | 0 | 0 | 0 | 0 | 0 | 0 | 0
'C5' | 1 | 0 | 0 | 0 | 0 | 0 | 0 | 0 | 0 | 0 | 0 | 0 | 0 | 0 | 0 | 0 | 0 | 0 | 0 | 0 | 0 | 0 | 0 | 0 | 0 | 0 | 0 | 0 | 0
'C6' | 1 | 0 | 0 | 0 | 0 | 0 | 0 | 0 | 0 | 0 | 0 | 0 | 0 | 0 | 0 | 0 | 0 | 0 | 0 | 0 | 0 | 0 | 0 | 0 | 0 | 0 | 0 | 0 | 0
'C7' | 1 | 0 | 0 | 0 | 0 | 0 | 0 | 0 | 0 | 0 | 0 | 0 | 0 | 0 | 0 | 0 | 0 | 0 | 0 | 0 | 0 | 0 | 0 | 0 | 0 | 0 | 0 | 0 | 0
'C8' | 1 | 0 | 0 | 0 | 0 | 0 | 0 | 0 | 0 | 0 | 0 | 0 | 0 | 0 | 0 | 0 | 0 | 0 | 0 | 0 | 0 | 0 | 0 | 0 | 0 | 0 | 0 | 0 | 0
'C9' | 1 | 0 | 0 | 0 | 0 | 0 | 0 | 0 | 0 | 0 | 0 | 0 | 0 | 0 | 0 | 0 | 0 | 0 | 0 | 0 | 0 | 0 | 0 | 0 | 0 | 0 | 0 | 0 | 0
'CX' | 1 | 0 | 0 | 0 | 0 | 0 | 0 | 0 | 0 | 0 | 0 | 0 | 0 | 0 | 0 | 0 | 0 | 0 | 0 | 0 | 0 | 0 | 0 | 0 | 0 | 0 | 0 | 0 | 0
'CY' | 1 | 0 | 0 | 0 | 0 | 0 | 0 | 0 | 0 | 0 | 0 | 0 | 0 | 0 | 0 | 0 | 0 | 0 | 0 | 0 | 0 | 0 | 0 | 0 | 0 | 0 | 0 | 0 | 0
'CZ' | 1 | 0 | 0 | 0 | 0 | 0 | 0 | 0 | 0 | 0 | 0 | 0 | 0 | 0 | 0 | 0 | 0 | 0 | 0 | 0 | 0 | 0 | 0 | 0 | 0 | 0 | 0 | 0 | 0
'H1' | 1 | 0 | 0 | 0 | 0 | 0 | 0 | 0 | 0 | 0 | 0 | 0 | 0 | 0 | 0 | 0 | 0 | 0 | 0 | 0 | 0 | 0 | 0 | 0 | 0 | 0 | 0 | 0 | 0
'H2' | 1 | 0 | 0 | 0 | 0 | 0 | 0 | 0 | 0 | 0 | 0 | 0 | 0 | 0 | 0 | 0 | 0 | 0 | 0 | 0 | 0 | 0 | 0 | 0 | 0 | 0 | 0 | 0 | 0
'H3' | 1 | 0 | 0 | 0 | 0 | 0 | 0 | 0 | 0 | 0 | 0 | 0 | 0 | 0 | 0 | 0 | 0 | 0 | 0 | 0 | 0 | 0 | 0 | 0 | 0 | 0 | 0 | 0 | 0
'H4' | 1 | 0 | 0 | 0 | 0 | 0 | 0 | 0 | 0 | 0 | 0 | 0 | 0 | 0 | 0 | 0 | 0 | 0 | 0 | 0 | 0 | 0 | 0 | 0 | 0 | 0 | 0 | 0 | 0
'H5' | 1 | 0 | 0 | 0 | 0 | 0 | 0 | 0 | 0 | 0 | 0 | 0 | 0 | 0 | 0 | 0 | 0 | 0 | 0 | 0 | 0 | 0 | 0 | 0 | 0 | 0 | 0 | 0 | 0
'H6' | 1 | 0 | 0 | 0 | 0 | 0 | 0 | 0 | 0 | 0 | 0 | 0 | 0 | 0 | 0 | 0 | 0 | 0 | 0 | 0 | 0 | 0 | 0 | 0 | 0 | 0 | 0 | 0 | 0
'H7' | 1 | 0 | 0 | 0 | 0 | 0 | 0 | 0 | 0 | 0 | 0 | 0 | 0 | 0 | 0 | 0 | 0 | 0 | 0 | 0 | 0 | 0 | 0 | 0 | 0 | 0 | 0 | 0 | 0
'H8' | 1 | 0 | 0 | 0 | 0 | 0 | 0 | 0 | 0 | 0 | 0 | 0 | 0 | 0 | 0 | 0 | 0 | 0 | 0 | 0 | 0 | 0 | 0 | 0 | 0 | 0 | 0 | 0 | 0
'H9' | 1 | 0 | 0 | 0 | 0 | 0 | 0 | 0 | 0 | 0 | 0 | 0 | 0 | 0 | 0 | 0 | 0 | 0 | 0 | 0 | 0 | 0 | 0 | 0 | 0 | 0 | 0 | 0 | 0
'HA' | 1 | 0 | 0 | 0 | 0 | 0 | 0 | 0 | 0 | 0 | 0 | 0 | 0 | 0 | 0 | 0 | 0 | 0 | 0 | 0 | 0 | 0 | 0 | 0 | 0 | 0 | 0 | 0 | 0
'HB' | 1 | 0 | 0 | 0 | 0 | 0 | 0 | 0 | 0 | 0 | 0 | 0 | 0 | 0 | 0 | 0 | 0 | 0 | 0 | 0 | 0 | 0 | 0 | 0 | 0 | 0 | 0 | 0 | 0
'HC' | 1 | 0 | 0 | 0 | 0 | 0 | 0 | 0 | 0 | 0 | 0 | 0 | 0 | 0 | 0 | 0 | 0 | 0 | 0 | 0 | 0 | 0 | 0 | 0 | 0 | 0 | 0 | 0 | 0
'PC' | 0 | 1 | 0 | 0 | 0 | 0 | 0 | 0 | 0 | 0 | 0 | 0 | 0 | 0 | 0 | 0 | 0 | 0 | 0 | 0 | 0 | 0 | 0 | 0 | 0 | 0 | 0 | 0 | 0
'OC' | 0 | 1 | 0 | 0 | 0 | 0 | 0 | 0 | 0 | 0 | 0 | 0 | 0 | 0 | 0 | 0 | 0 | 0 | 0 | 0 | 0 | 0 | 0 | 0 | 0 | 0 | 0 | 0 | 0
'IG' | 0 | 0 | 0 | 0 | 0.15 | 0.2 | 0.41 | 0 | 0.24 | 0 | 0 | 0 | 0 | 0 | 0 | 0 | 0 | 0 | 0 | 0 | 0 | 0 | 0 | 0 | 0 | 0 | 0 | 0 | 0
'I2' | 0 | 1 | 0 | 0 | 0 | 0 | 0 | 0 | 0 | 0 | 0 | 0 | 0 | 0 | 0 | 0 | 0 | 0 | 0 | 0 | 0 | 0 | 0 | 0 | 0 | 0 | 0 | 0 | 0
'PQ' | 0 | 0.9 | 0 | 0 | 0 | 0 | 0 | 0.1 | 0 | 0 | 0 | 0 | 0 | 0 | 0 | 0 | 0 | 0 | 0 | 0 | 0 | 0 | 0 | 0 | 0 | 0 | 0 | 0 | 0
'IS' | 0 | 0.8 | 0 | 0 | 0 | 0 | 0 | 0.2 | 0 | 0 | 0 | 0 | 0 | 0 | 0 | 0 | 0 | 0 | 0 | 0 | 0 | 0 | 0 | 0 | 0 | 0 | 0 | 0 | 0 | IS is now PC with CCS
'NG' | 0 | 0 | 1 | 0 | 0 | 0 | 0 | 0 | 0 | 0 | 0 | 0 | 0 | 0 | 0 | 0 | 0 | 0 | 0 | 0 | 0 | 0 | 0 | 0 | 0 | 0 | 0 | 0 | 0
'ST' | 0 | 0 | 1 | 0 | 0 | 0 | 0 | 0 | 0 | 0 | 0 | 0 | 0 | 0 | 0 | 0 | 0 | 0 | 0 | 0 | 0 | 0 | 0 | 0 | 0 | 0 | 0 | 0 | 0
'ET' | 0 | 0 | 0 | 0.5 | 0 | 0 | 0 | 0 | 0 | 0.5 | 0 | 0 | 0 | 0 | 0 | 0 | 0 | 0 | 0 | 0 | 0 | 0 | 0 | 0 | 0 | 0 | 0 | 0 | 0
'IC' | 0 | 0 | 0 | 1 | 0 | 0 | 0 | 0 | 0 | 0 | 0 | 0 | 0 | 0 | 0 | 0 | 0 | 0 | 0 | 0 | 0 | 0 | 0 | 0 | 0 | 0 | 0 | 0 | 0
'CT' | 0 | 0 | 0 | 0 | 0.5 | 0 | 0 | 0 | 0 | 0.5 | 0 | 0 | 0 | 0 | 0 | 0 | 0 | 0 | 0 | 0 | 0 | 0 | 0 | 0 | 0 | 0 | 0 | 0 | 0
'T2' | 0 | 1 | 0 | 0 | 0 | 0 | 0 | 0 | 0 | 0 | 0 | 0 | 0 | 0 | 0 | 0 | 0 | 0 | 0 | 0 | 0 | 0 | 0 | 0 | 0 | 0 | 0 | 0 | 0
'AT' | 0 | 0 | 0 | 0 | 0.5 | 0 | 0 | 0 | 0 | 0.5 | 0 | 0 | 0 | 0 | 0 | 0 | 0 | 0 | 0 | 0 | 0 | 0 | 0 | 0 | 0 | 0 | 0 | 0 | 0
'EC' | 0 | 0 | 0 | 0.3 | 0 | 0.4 | 0 | 0 | 0 | 0 | 0.3 | 0 | 0 | 0 | 0 | 0 | 0 | 0 | 0 | 0 | 0 | 0 | 0 | 0 | 0 | 0 | 0 | 0 | 0
'CC' | 0 | 0 | 0 | 0 | 0.25 | 0.1 | 0 | 0 | 0 | 0 | 0.65 | 0 | 0 | 0 | 0 | 0 | 0 | 0 | 0 | 0 | 0 | 0 | 0 | 0 | 0 | 0 | 0 | 0 | 0
'AC' | 0 | 0 | 0 | 0 | 0.25 | 0.1 | 0 | 0 | 0 | 0 | 0.65 | 0 | 0 | 0 | 0 | 0 | 0 | 0 | 0 | 0 | 0 | 0 | 0 | 0 | 0 | 0 | 0 | 0 | 0
'A2' | 0 | 1 | 0 | 0 | 0 | 0 | 0 | 0 | 0 | 0 | 0 | 0 | 0 | 0 | 0 | 0 | 0 | 0 | 0 | 0 | 0 | 0 | 0 | 0 | 0 | 0 | 0 | 0 | 0
'CS' | 0 | 0 | 0 | 0 | 0.15 | 0.05 | 0 | 0.4 | 0 | 0 | 0.4 | 0 | 0 | 0 | 0 | 0 | 0 | 0 | 0 | 0 | 0 | 0 | 0 | 0 | 0 | 0 | 0 | 0 | 0
'FC' | 0 | 0 | 0 | 0 | 0 | 0 | 0 | 0 | 0 | 0 | 0 | 1 | 0 | 0 | 0 | 0 | 0 | 0 | 0 | 0 | 0 | 0 | 0 | 0 | 0 | 0 | 0 | 0 | 0
'CN' | 0 | 0 | 0 | 0 | 0 | 0 | 0 | 0 | 0 | 0 | 0 | 0 | 1 | 0 | 0 | 0 | 0 | 0 | 0 | 0 | 0 | 0 | 0 | 0 | 0 | 0 | 0 | 0 | 0
'AN' | 0 | 0 | 0 | 0 | 0 | 0 | 0 | 0 | 0 | 0 | 0 | 0 | 0 | 1 | 0 | 0 | 0 | 0 | 0 | 0 | 0 | 0 | 0 | 0 | 0 | 0 | 0 | 0 | 0
'SM' | 0 | 0 | 0 | 0 | 0 | 0 | 0 | 0 | 0 | 0 | 0 | 0 | 0 | 0 | 1 | 0 | 0 | 0 | 0 | 0 | 0 | 0 | 0 | 0 | 0 | 0 | 0 | 0 | 0
'GN' | 0 | 1 | 0 | 0 | 0 | 0 | 0 | 0 | 0 | 0 | 0 | 0 | 0 | 0 | 0 | 0 | 0 | 0 | 0 | 0 | 0 | 0 | 0 | 0 | 0 | 0 | 0 | 0 | 0
'WD' | 0 | 0 | 0 | 0 | 0 | 0 | 0 | 0 | 0 | 0 | 0 | 0 | 0 | 0 | 0 | 1 | 0 | 0 | 0 | 0 | 0 | 0 | 0 | 0 | 0 | 0 | 0 | 0 | 0
'BI' | 0 | 1 | 0 | 0 | 0 | 0 | 0 | 0 | 0 | 0 | 0 | 0 | 0 | 0 | 0 | 0 | 0 | 0 | 0 | 0 | 0 | 0 | 0 | 0 | 0 | 0 | 0 | 0 | 0
'GT' | 0 | 0 | 0 | 0 | 0 | 0 | 0 | 0 | 0 | 0 | 0 | 0 | 0 | 0 | 0 | 0 | 1 | 0 | 0 | 0 | 0 | 0 | 0 | 0 | 0 | 0 | 0 | 0 | 0
'AG' | 0 | 1 | 0 | 0 | 0 | 0 | 0 | 0 | 0 | 0 | 0 | 0 | 0 | 0 | 0 | 0 | 0 | 0 | 0 | 0 | 0 | 0 | 0 | 0 | 0 | 0 | 0 | 0 | 0
'MS' | 0 | 0 | 0 | 0 | 0 | 0 | 0 | 0 | 0 | 0 | 0 | 0 | 0 | 0 | 0 | 0 | 0 | 1 | 0 | 0 | 0 | 0 | 0 | 0 | 0 | 0 | 0 | 0 | 0
'HY' | 0 | 0 | 0 | 0 | 0 | 0 | 0 | 0 | 0 | 0 | 0 | 0 | 0 | 0 | 0 | 0 | 0 | 0 | 1 | 0 | 0 | 0 | 0 | 0 | 0 | 0 | 0 | 0 | 0
'HO' | 0 | 1 | 0 | 0 | 0 | 0 | 0 | 0 | 0 | 0 | 0 | 0 | 0 | 0 | 0 | 0 | 0 | 0 | 0 | 0 | 0 | 0 | 0 | 0 | 0 | 0 | 0 | 0 | 0
'HI' | 0 | 1 | 0 | 0 | 0 | 0 | 0 | 0 | 0 | 0 | 0 | 0 | 0 | 0 | 0 | 0 | 0 | 0 | 0 | 0 | 0 | 0 | 0 | 0 | 0 | 0 | 0 | 0 | 0
'TI' | 0 | 1 | 0 | 0 | 0 | 0 | 0 | 0 | 0 | 0 | 0 | 0 | 0 | 0 | 0 | 0 | 0 | 0 | 0 | 0 | 0 | 0 | 0 | 0 | 0 | 0 | 0 | 0 | 0
'PS' | 0 | 0 | 0 | 0 | 0 | 0 | 0 | 0 | 0 | 0 | 0 | 0 | 0 | 0 | 0 | 0 | 0 | 0 | 0 | 1 | 0 | 0 | 0 | 0 | 0 | 0 | 0 | 0 | 0
'P2' | 0 | 0 | 0 | 0 | 0 | 0 | 0 | 0 | 0 | 0 | 0 | 0 | 0 | 0 | 0 | 0 | 0 | 0 | 0 | 0 | 1 | 0 | 0 | 0 | 0 | 0 | 0 | 0 | 0
'SQ' | 0 | 1 | 0 | 0 | 0 | 0 | 0 | 0 | 0 | 0 | 0 | 0 | 0 | 0 | 0 | 0 | 0 | 0 | 0 | 0 | 0 | 0 | 0 | 0 | 0 | 0 | 0 | 0 | 0
'DS' | 0 | 0 | 0 | 0 | 0 | 0 | 0 | 0 | 0 | 0 | 0 | 0 | 0 | 0 | 0 | 0 | 0 | 0 | 0 | 0 | 0 | 1 | 0 | 0 | 0 | 0 | 0 | 0 | 0
'OS' | 0 | 1 | 0 | 0 | 0 | 0 | 0 | 0 | 0 | 0 | 0 | 0 | 0 | 0 | 0 | 0 | 0 | 0 | 0 | 0 | 0 | 0 | 0 | 0 | 0 | 0 | 0 | 0 | 0
'WN' | 0 | 0 | 0 | 0 | 0 | 0 | 0 | 0 | 0 | 0 | 0 | 0 | 0 | 0 | 0 | 0 | 0 | 0 | 0 | 0 | 0 | 0 | 1 | 0 | 0 | 0 | 0 | 0 | 0
'WL' | 0 | 0 | 0 | 0 | 0 | 0 | 0 | 0 | 0 | 0 | 0 | 0 | 0 | 0 | 0 | 0 | 0 | 0 | 0 | 0 | 0 | 0 | 1 | 0 | 0 | 0 | 0 | 0 | 0
'WF' | 0 | 0 | 0 | 0 | 0 | 0 | 0 | 0 | 0 | 0 | 0 | 0 | 0 | 0 | 0 | 0 | 0 | 0 | 0 | 0 | 0 | 0 | 0.5 | 0.5 | 0 | 0 | 0 | 0 | 0
'SO' | 0 | 0 | 0 | 0 | 0 | 0 | 0 | 0 | 0 | 0 | 0 | 0 | 0 | 0 | 0 | 0 | 0 | 0 | 0 | 0 | 0 | 0 | 0 | 0 | 1 | 0 | 0 | 0 | 0
'SS' | 0 | 1 | 0 | 0 | 0 | 0 | 0 | 0 | 0 | 0 | 0 | 0 | 0 | 0 | 0 | 0 | 0 | 0 | 0 | 0 | 0 | 0 | 0 | 0 | 0 | 0 | 0 | 0 | 0
'S2' | 0 | 1 | 0 | 0 | 0 | 0 | 0 | 0 | 0 | 0 | 0 | 0 | 0 | 0 | 0 | 0 | 0 | 0 | 0 | 0 | 0 | 0 | 0 | 0 | 0 | 0 | 0 | 0 | 0
'PV' | 0 | 0 | 0 | 0 | 0 | 0 | 0 | 0 | 0 | 0 | 0 | 0 | 0 | 0 | 0 | 0 | 0 | 0 | 0 | 0 | 0 | 0 | 0 | 0 | 0 | 0.385 | 0.615 | 0 | 0
'PT' | 0 | 0 | 0 | 0 | 0 | 0 | 0 | 0 | 0 | 0 | 0 | 0 | 0 | 0 | 0 | 0 | 0 | 0 | 0 | 0 | 0 | 0.256 | 0 | 0 | 0 | 0.294 | 0.45 | 0 | 0
'IN' | 0 | 1 | 0 | 0 | 0 | 0 | 0 | 0 | 0 | 0 | 0 | 0 | 0 | 0 | 0 | 0 | 0 | 0 | 0 | 0 | 0 | 0 | 0 | 0 | 0 | 0 | 0 | 0 | 0
'DB' | 0 | 0 | 0 | 0 | 0 | 0 | 0 | 0 | 0 | 0 | 0 | 0 | 0 | 0 | 0 | 0 | 0 | 0 | 0 | 0 | 0 | 0 | 0 | 0 | 0 | 0 | 0 | 1 | 0
'DP' | 0 | 0 | 0 | 0 | 0 | 0 | 0 | 0 | 0 | 0 | 0 | 0 | 0 | 0 | 0 | 0 | 0 | 0 | 0 | 0 | 0 | 0 | 0 | 0 | 0 | 0 | 0 | 0 | 1
DSP LRNCAPWT-- CAPACITY WEIGHTS FOR EACH COMPONENT AND PLANT TYPE
#### UPLCAPWT: CONTRIBUTION OF EACH CAPACITY TYPE TO LEARNING FOR EACH COMPONENT'
#### | EXC | PVC | EXS | ICE | GCT | SCC | GSF | SEQ | BIG | BCT | BCC | FLC | CNU | ANU | SMR | BMS | GTH | MSW | HYD | HPS | HP2 | DST | WND | WFS | STH | PVM | PVB | DGB | DGP
B1 | 1 | 0 | 0 | 0 | 0 | 0 | 0 | 0 | 0 | 0 | 0 | 0 | 0 | 0 | 0 | 0 | 0 | 0 | 0 | 0 | 0 | 0 | 0 | 0 | 0 | 0 | 0 | 0 | 0
B2 | 1 | 0 | 0 | 0 | 0 | 0 | 0 | 0 | 0 | 0 | 0 | 0 | 0 | 0 | 0 | 0 | 0 | 0 | 0 | 0 | 0 | 0 | 0 | 0 | 0 | 0 | 0 | 0 | 0
B3 | 1 | 0 | 0 | 0 | 0 | 0 | 0 | 0 | 0 | 0 | 0 | 0 | 0 | 0 | 0 | 0 | 0 | 0 | 0 | 0 | 0 | 0 | 0 | 0 | 0 | 0 | 0 | 0 | 0
B4 | 1 | 0 | 0 | 0 | 0 | 0 | 0 | 0 | 0 | 0 | 0 | 0 | 0 | 0 | 0 | 0 | 0 | 0 | 0 | 0 | 0 | 0 | 0 | 0 | 0 | 0 | 0 | 0 | 0
B5 | 1 | 0 | 0 | 0 | 0 | 0 | 0 | 0 | 0 | 0 | 0 | 0 | 0 | 0 | 0 | 0 | 0 | 0 | 0 | 0 | 0 | 0 | 0 | 0 | 0 | 0 | 0 | 0 | 0
B6 | 1 | 0 | 0 | 0 | 0 | 0 | 0 | 0 | 0 | 0 | 0 | 0 | 0 | 0 | 0 | 0 | 0 | 0 | 0 | 0 | 0 | 0 | 0 | 0 | 0 | 0 | 0 | 0 | 0
B7 | 1 | 1 | 0 | 0 | 0 | 0 | 0 | 0 | 0 | 0 | 0 | 0 | 0 | 0 | 0 | 0 | 0 | 0 | 0 | 0 | 0 | 0 | 0 | 0 | 0 | 0 | 0 | 0 | 0
B8 | 1 | 0 | 0 | 0 | 0 | 0 | 0 | 0 | 0 | 0 | 0 | 0 | 0 | 0 | 0 | 0 | 0 | 0 | 0 | 0 | 0 | 0 | 0 | 0 | 0 | 0 | 0 | 0 | 0
C1 | 1 | 0 | 0 | 0 | 0 | 0 | 0 | 0 | 0 | 0 | 0 | 0 | 0 | 0 | 0 | 0 | 0 | 0 | 0 | 0 | 0 | 0 | 0 | 0 | 0 | 0 | 0 | 0 | 0
C2 | 1 | 0 | 0 | 0 | 0 | 0 | 0 | 0 | 0 | 0 | 0 | 0 | 0 | 0 | 0 | 0 | 0 | 0 | 0 | 0 | 0 | 0 | 0 | 0 | 0 | 0 | 0 | 0 | 0
C3 | 1 | 0 | 0 | 0 | 0 | 0 | 0 | 0 | 0 | 0 | 0 | 0 | 0 | 0 | 0 | 0 | 0 | 0 | 0 | 0 | 0 | 0 | 0 | 0 | 0 | 0 | 0 | 0 | 0
C4 | 1 | 0 | 0 | 0 | 0 | 0 | 0 | 0 | 0 | 0 | 0 | 0 | 0 | 0 | 0 | 0 | 0 | 0 | 0 | 0 | 0 | 0 | 0 | 0 | 0 | 0 | 0 | 0 | 0
C5 | 1 | 0 | 0 | 0 | 0 | 0 | 0 | 0 | 0 | 0 | 0 | 0 | 0 | 0 | 0 | 0 | 0 | 0 | 0 | 0 | 0 | 0 | 0 | 0 | 0 | 0 | 0 | 0 | 0
C6 | 1 | 0 | 0 | 0 | 0 | 0 | 0 | 0 | 0 | 0 | 0 | 0 | 0 | 0 | 0 | 0 | 0 | 0 | 0 | 0 | 0 | 0 | 0 | 0 | 0 | 0 | 0 | 0 | 0
C7 | 1 | 0 | 0 | 0 | 0 | 0 | 0 | 0 | 0 | 0 | 0 | 0 | 0 | 0 | 0 | 0 | 0 | 0 | 0 | 0 | 0 | 0 | 0 | 0 | 0 | 0 | 0 | 0 | 0
C8 | 1 | 0 | 0 | 0 | 0 | 0 | 0 | 0 | 0 | 0 | 0 | 0 | 0 | 0 | 0 | 0 | 0 | 0 | 0 | 0 | 0 | 0 | 0 | 0 | 0 | 0 | 0 | 0 | 0
C9 | 1 | 0 | 0 | 0 | 0 | 0 | 0 | 0 | 0 | 0 | 0 | 0 | 0 | 0 | 0 | 0 | 0 | 0 | 0 | 0 | 0 | 0 | 0 | 0 | 0 | 0 | 0 | 0 | 0
CX | 1 | 0 | 0 | 0 | 0 | 0 | 0 | 0 | 0 | 0 | 0 | 0 | 0 | 0 | 0 | 0 | 0 | 0 | 0 | 0 | 0 | 0 | 0 | 0 | 0 | 0 | 0 | 0 | 0
CY | 1 | 0 | 0 | 0 | 0 | 0 | 0 | 0 | 0 | 0 | 0 | 0 | 0 | 0 | 0 | 0 | 0 | 0 | 0 | 0 | 0 | 0 | 0 | 0 | 0 | 0 | 0 | 0 | 0
CZ | 1 | 0 | 0 | 0 | 0 | 0 | 0 | 0 | 0 | 0 | 0 | 0 | 0 | 0 | 0 | 0 | 0 | 0 | 0 | 0 | 0 | 0 | 0 | 0 | 0 | 0 | 0 | 0 | 0
H1 | 1 | 0 | 0 | 0 | 0 | 0 | 0 | 0 | 0 | 0 | 0 | 0 | 0 | 0 | 0 | 0 | 0 | 0 | 0 | 0 | 0 | 0 | 0 | 0 | 0 | 0 | 0 | 0 | 0
H2 | 1 | 0 | 0 | 0 | 0 | 0 | 0 | 0 | 0 | 0 | 0 | 0 | 0 | 0 | 0 | 0 | 0 | 0 | 0 | 0 | 0 | 0 | 0 | 0 | 0 | 0 | 0 | 0 | 0
H3 | 1 | 0 | 0 | 0 | 0 | 0 | 0 | 0 | 0 | 0 | 0 | 0 | 0 | 0 | 0 | 0 | 0 | 0 | 0 | 0 | 0 | 0 | 0 | 0 | 0 | 0 | 0 | 0 | 0
H4 | 1 | 0 | 0 | 0 | 0 | 0 | 0 | 0 | 0 | 0 | 0 | 0 | 0 | 0 | 0 | 0 | 0 | 0 | 0 | 0 | 0 | 0 | 0 | 0 | 0 | 0 | 0 | 0 | 0
H5 | 1 | 0 | 0 | 0 | 0 | 0 | 0 | 0 | 0 | 0 | 0 | 0 | 0 | 0 | 0 | 0 | 0 | 0 | 0 | 0 | 0 | 0 | 0 | 0 | 0 | 0 | 0 | 0 | 0
H6 | 1 | 0 | 0 | 0 | 0 | 0 | 0 | 0 | 0 | 0 | 0 | 0 | 0 | 0 | 0 | 0 | 0 | 0 | 0 | 0 | 0 | 0 | 0 | 0 | 0 | 0 | 0 | 0 | 0
H7 | 1 | 0 | 0 | 0 | 0 | 0 | 0 | 0 | 0 | 0 | 0 | 0 | 0 | 0 | 0 | 0 | 0 | 0 | 0 | 0 | 0 | 0 | 0 | 0 | 0 | 0 | 0 | 0 | 0
H8 | 1 | 0 | 0 | 0 | 0 | 0 | 0 | 0 | 0 | 0 | 0 | 0 | 0 | 0 | 0 | 0 | 0 | 0 | 0 | 0 | 0 | 0 | 0 | 0 | 0 | 0 | 0 | 0 | 0
H9 | 1 | 0 | 0 | 0 | 0 | 0 | 0 | 0 | 0 | 0 | 0 | 0 | 0 | 0 | 0 | 0 | 0 | 0 | 0 | 0 | 0 | 0 | 0 | 0 | 0 | 0 | 0 | 0 | 0
HA | 1 | 0 | 0 | 0 | 0 | 0 | 0 | 0 | 0 | 0 | 0 | 0 | 0 | 0 | 0 | 0 | 0 | 0 | 0 | 0 | 0 | 0 | 0 | 0 | 0 | 0 | 0 | 0 | 0
HB | 1 | 0 | 0 | 0 | 0 | 0 | 0 | 0 | 0 | 0 | 0 | 0 | 0 | 0 | 0 | 0 | 0 | 0 | 0 | 0 | 0 | 0 | 0 | 0 | 0 | 0 | 0 | 0 | 0
HC | 1 | 0 | 0 | 0 | 0 | 0 | 0 | 0 | 0 | 0 | 0 | 0 | 0 | 0 | 0 | 0 | 0 | 0 | 0 | 0 | 0 | 0 | 0 | 0 | 0 | 0 | 0 | 0 | 0
PC | 0 | 1 | 0 | 0 | 0 | 0 | 0 | 0 | 0 | 0 | 0 | 0 | 0 | 0 | 0 | 0 | 0 | 0 | 0 | 0 | 0 | 0 | 0 | 0 | 0 | 0 | 0 | 0 | 0
OC | 0 | 1 | 0 | 0 | 0 | 0 | 0 | 0 | 0 | 0 | 0 | 0 | 0 | 0 | 0 | 0 | 0 | 0 | 0 | 0 | 0 | 0 | 0 | 0 | 0 | 0 | 0 | 0 | 0
IG | 0 | 0 | 0 | 0 | 0.67 | 0.33 | 1 | 0 | 1 | 0 | 0 | 0 | 0 | 0 | 0 | 0 | 0 | 0 | 0 | 0 | 0 | 0 | 0 | 0 | 0 | 0 | 0 | 0 | 0
I2 | 0 | 1 | 0 | 0 | 0 | 0 | 0 | 0 | 0 | 0 | 0 | 0 | 0 | 0 | 0 | 0 | 0 | 0 | 0 | 0 | 0 | 0 | 0 | 0 | 0 | 0 | 0 | 0 | 0
PQ | 0 | 1 | 0 | 0 | 0 | 0 | 0 | 1 | 0 | 0 | 0 | 0 | 0 | 0 | 0 | 0 | 0 | 0 | 0 | 0 | 0 | 0 | 0 | 0 | 0 | 0 | 0 | 0 | 0
IS | 0 | 1 | 0 | 0 | 0 | 0 | 0 | 1 | 0 | 0 | 0 | 0 | 0 | 0 | 0 | 0 | 0 | 0 | 0 | 0 | 0 | 0 | 0 | 0 | 0 | 0 | 0 | 0 | 0 | IS is now PC with CCS
NG | 0 | 0 | 1 | 0 | 0 | 0 | 0 | 0 | 0 | 0 | 0 | 0 | 0 | 0 | 0 | 0 | 0 | 0 | 0 | 0 | 0 | 0 | 0 | 0 | 0 | 0 | 0 | 0 | 0
ST | 0 | 0 | 1 | 0 | 0 | 0 | 0 | 0 | 0 | 0 | 0 | 0 | 0 | 0 | 0 | 0 | 0 | 0 | 0 | 0 | 0 | 0 | 0 | 0 | 0 | 0 | 0 | 0 | 0
ET | 0 | 0 | 0 | 0 | 1 | 0 | 0 | 0 | 0 | 1 | 0 | 0 | 0 | 0 | 0 | 0 | 0 | 0 | 0 | 0 | 0 | 0 | 0 | 0 | 0 | 0 | 0 | 0 | 0
IC | 0 | 0 | 0 | 1 | 0 | 0 | 0 | 0 | 0 | 0 | 0 | 0 | 0 | 0 | 0 | 0 | 0 | 0 | 0 | 0 | 0 | 0 | 0 | 0 | 0 | 0 | 0 | 0 | 0
CT | 0 | 0 | 0 | 0 | 1 | 0 | 0 | 0 | 0 | 1 | 0 | 0 | 0 | 0 | 0 | 0 | 0 | 0 | 0 | 0 | 0 | 0 | 0 | 0 | 0 | 0 | 0 | 0 | 0
T2 | 0 | 1 | 0 | 0 | 0 | 0 | 0 | 0 | 0 | 0 | 0 | 0 | 0 | 0 | 0 | 0 | 0 | 0 | 0 | 0 | 0 | 0 | 0 | 0 | 0 | 0 | 0 | 0 | 0
AT | 0 | 0 | 0 | 0 | 1 | 0 | 0 | 0 | 0 | 1 | 0 | 0 | 0 | 0 | 0 | 0 | 0 | 0 | 0 | 0 | 0 | 0 | 0 | 0 | 0 | 0 | 0 | 0 | 0
EC | 0 | 0 | 0 | 0 | 0.67 | 0.33 | 0 | 0 | 0 | 0 | 1 | 0 | 0 | 0 | 0 | 0 | 0 | 0 | 0 | 0 | 0 | 0 | 0 | 0 | 0 | 0 | 0 | 0 | 0
CC | 0 | 0 | 0 | 0 | 0.67 | 0.33 | 0 | 0 | 0 | 0 | 1 | 0 | 0 | 0 | 0 | 0 | 0 | 0 | 0 | 0 | 0 | 0 | 0 | 0 | 0 | 0 | 0 | 0 | 0
AC | 0 | 0 | 0 | 0 | 0.67 | 0.33 | 0 | 0 | 0 | 0 | 1 | 0 | 0 | 0 | 0 | 0 | 0 | 0 | 0 | 0 | 0 | 0 | 0 | 0 | 0 | 0 | 0 | 0 | 0
A2 | 0 | 1 | 0 | 0 | 0 | 0 | 0 | 0 | 0 | 0 | 0 | 0 | 0 | 0 | 0 | 0 | 0 | 0 | 0 | 0 | 0 | 0 | 0 | 0 | 0 | 0 | 0 | 0 | 0
CS | 0 | 0 | 0 | 0 | 0.67 | 0.33 | 0 | 1 | 0 | 0 | 1 | 0 | 0 | 0 | 0 | 0 | 0 | 0 | 0 | 0 | 0 | 0 | 0 | 0 | 0 | 0 | 0 | 0 | 0
FC | 0 | 0 | 0 | 0 | 0 | 0 | 0 | 0 | 0 | 0 | 0 | 1 | 0 | 0 | 0 | 0 | 0 | 0 | 0 | 0 | 0 | 0 | 0 | 0 | 0 | 0 | 0 | 0 | 0
CN | 0 | 0 | 0 | 0 | 0 | 0 | 0 | 0 | 0 | 0 | 0 | 0 | 1 | 0 | 0 | 0 | 0 | 0 | 0 | 0 | 0 | 0 | 0 | 0 | 0 | 0 | 0 | 0 | 0
AN | 0 | 0 | 0 | 0 | 0 | 0 | 0 | 0 | 0 | 0 | 0 | 0 | 0 | 1 | 0 | 0 | 0 | 0 | 0 | 0 | 0 | 0 | 0 | 0 | 0 | 0 | 0 | 0 | 0
SM | 0 | 0 | 0 | 0 | 0 | 0 | 0 | 0 | 0 | 0 | 0 | 0 | 0 | 0 | 1 | 0 | 0 | 0 | 0 | 0 | 0 | 0 | 0 | 0 | 0 | 0 | 0 | 0 | 0
GN | 0 | 1 | 0 | 0 | 0 | 0 | 0 | 0 | 0 | 0 | 0 | 0 | 0 | 0 | 0 | 0 | 0 | 0 | 0 | 0 | 0 | 0 | 0 | 0 | 0 | 0 | 0 | 0 | 0
WD | 0 | 0 | 0 | 0 | 0 | 0 | 0 | 0 | 0 | 0 | 0 | 0 | 0 | 0 | 0 | 1 | 0 | 0 | 0 | 0 | 0 | 0 | 0 | 0 | 0 | 0 | 0 | 0 | 0
BI | 0 | 1 | 0 | 0 | 0 | 0 | 0 | 0 | 0 | 0 | 0 | 0 | 0 | 0 | 0 | 0 | 0 | 0 | 0 | 0 | 0 | 0 | 0 | 0 | 0 | 0 | 0 | 0 | 0
GT | 0 | 0 | 0 | 0 | 0 | 0 | 0 | 0 | 0 | 0 | 0 | 0 | 0 | 0 | 0 | 0 | 1 | 0 | 0 | 0 | 0 | 0 | 0 | 0 | 0 | 0 | 0 | 0 | 0
AG | 0 | 1 | 0 | 0 | 0 | 0 | 0 | 0 | 0 | 0 | 0 | 0 | 0 | 0 | 0 | 0 | 0 | 0 | 0 | 0 | 0 | 0 | 0 | 0 | 0 | 0 | 0 | 0 | 0
MS | 0 | 0 | 0 | 0 | 0 | 0 | 0 | 0 | 0 | 0 | 0 | 0 | 0 | 0 | 0 | 0 | 0 | 1 | 0 | 0 | 0 | 0 | 0 | 0 | 0 | 0 | 0 | 0 | 0
HY | 0 | 0 | 0 | 0 | 0 | 0 | 0 | 0 | 0 | 0 | 0 | 0 | 0 | 0 | 0 | 0 | 0 | 0 | 1 | 0 | 0 | 0 | 0 | 0 | 0 | 0 | 0 | 0 | 0
HO | 0 | 1 | 0 | 0 | 0 | 0 | 0 | 0 | 0 | 0 | 0 | 0 | 0 | 0 | 0 | 0 | 0 | 0 | 0 | 0 | 0 | 0 | 0 | 0 | 0 | 0 | 0 | 0 | 0
HI | 0 | 1 | 0 | 0 | 0 | 0 | 0 | 0 | 0 | 0 | 0 | 0 | 0 | 0 | 0 | 0 | 0 | 0 | 0 | 0 | 0 | 0 | 0 | 0 | 0 | 0 | 0 | 0 | 0
TI | 0 | 1 | 0 | 0 | 0 | 0 | 0 | 0 | 0 | 0 | 0 | 0 | 0 | 0 | 0 | 0 | 0 | 0 | 0 | 0 | 0 | 0 | 0 | 0 | 0 | 0 | 0 | 0 | 0
PS | 0 | 0 | 0 | 0 | 0 | 0 | 0 | 0 | 0 | 0 | 0 | 0 | 0 | 0 | 0 | 0 | 0 | 0 | 0 | 1 | 0 | 0 | 0 | 0 | 0 | 0 | 0 | 0 | 0
P2 | 0 | 0 | 0 | 0 | 0 | 0 | 0 | 0 | 0 | 0 | 0 | 0 | 0 | 0 | 0 | 0 | 0 | 0 | 0 | 0 | 1 | 0 | 0 | 0 | 0 | 0 | 0 | 0 | 0
SQ | 0 | 1 | 0 | 0 | 0 | 0 | 0 | 0 | 0 | 0 | 0 | 0 | 0 | 0 | 0 | 0 | 0 | 0 | 0 | 0 | 0 | 0 | 0 | 0 | 0 | 0 | 0 | 0 | 0
DS | 0 | 0 | 0 | 0 | 0 | 0 | 0 | 0 | 0 | 0 | 0 | 0 | 0 | 0 | 0 | 0 | 0 | 0 | 0 | 0 | 0 | 1 | 0 | 0 | 0 | 0 | 0 | 0 | 0
OS | 0 | 1 | 0 | 0 | 0 | 0 | 0 | 0 | 0 | 0 | 0 | 0 | 0 | 0 | 0 | 0 | 0 | 0 | 0 | 0 | 0 | 0 | 0 | 0 | 0 | 0 | 0 | 0 | 0
WN | 0 | 0 | 0 | 0 | 0 | 0 | 0 | 0 | 0 | 0 | 0 | 0 | 0 | 0 | 0 | 0 | 0 | 0 | 0 | 0 | 0 | 0 | 1 | 0 | 0 | 0 | 0 | 0 | 0
WL | 0 | 0 | 0 | 0 | 0 | 0 | 0 | 0 | 0 | 0 | 0 | 0 | 0 | 0 | 0 | 0 | 0 | 0 | 0 | 0 | 0 | 0 | 1 | 0 | 0 | 0 | 0 | 0 | 0
WF | 0 | 0 | 0 | 0 | 0 | 0 | 0 | 0 | 0 | 0 | 0 | 0 | 0 | 0 | 0 | 0 | 0 | 0 | 0 | 0 | 0 | 0 | 0.5 | 0.5 | 0 | 0 | 0 | 0 | 0
SO | 0 | 0 | 0 | 0 | 0 | 0 | 0 | 0 | 0 | 0 | 0 | 0 | 0 | 0 | 0 | 0 | 0 | 0 | 0 | 0 | 0 | 0 | 0 | 0 | 1 | 0 | 0 | 0 | 0
SS | 0 | 1 | 0 | 0 | 0 | 0 | 0 | 0 | 0 | 0 | 0 | 0 | 0 | 0 | 0 | 0 | 0 | 0 | 0 | 0 | 0 | 0 | 0 | 0 | 0 | 0 | 0 | 0 | 0
S2 | 0 | 1 | 0 | 0 | 0 | 0 | 0 | 0 | 0 | 0 | 0 | 0 | 0 | 0 | 0 | 0 | 0 | 0 | 0 | 0 | 0 | 0 | 0 | 0 | 0 | 0 | 0 | 0 | 0
PV | 0 | 0 | 0 | 0 | 0 | 0 | 0 | 0 | 0 | 0 | 0 | 0 | 0 | 0 | 0 | 0 | 0 | 0 | 0 | 0 | 0 | 0 | 0 | 0 | 0 | 1 | 1 | 0 | 0
PT | 0 | 0 | 0 | 0 | 0 | 0 | 0 | 0 | 0 | 0 | 0 | 0 | 0 | 0 | 0 | 0 | 0 | 0 | 0 | 0 | 0 | 0.33 | 0 | 0 | 0 | 1 | 1 | 0 | 0
IN | 0 | 1 | 0 | 0 | 0 | 0 | 0 | 0 | 0 | 0 | 0 | 0 | 0 | 0 | 0 | 0 | 0 | 0 | 0 | 0 | 0 | 0 | 0 | 0 | 0 | 0 | 0 | 0 | 0
DB | 0 | 0 | 0 | 0 | 0 | 0 | 0 | 0 | 0 | 0 | 0 | 0 | 0 | 0 | 0 | 0 | 0 | 0 | 0 | 0 | 0 | 0 | 0 | 0 | 0 | 0 | 0 | 1 | 0
DP | 0 | 0 | 0 | 0 | 0 | 0 | 0 | 0 | 0 | 0 | 0 | 0 | 0 | 0 | 0 | 0 | 0 | 0 | 0 | 0 | 0 | 0 | 0 | 0 | 0 | 0 | 0 | 0 | 1
DSP LRNCAPWT-- CAPACITY WEIGHTS FOR EACH COMPONENT AND PLANT TYPE - Different values used for international capacity
#### UPLCAPWT_INT: CONTRIBUTION OF EACH CAPACITY TYPE TO LEARNING FOR EACH COMPONENT - for INTERNATIONAL CAPACITY
#### | EXC | PVC | EXS | ICE | GCT | SCC | GSF | SEQ | BIG | BCT | BCC | FLC | CNU | ANU | SMR | BMS | GTH | MSW | HYD | HPS | HP2 | DST | WND | WFS | STH | PVM | PVB | DGB | DGP
B1 | 1 | 0 | 0 | 0 | 0 | 0 | 0 | 0 | 0 | 0 | 0 | 0 | 0 | 0 | 0 | 0 | 0 | 0 | 0 | 0 | 0 | 0 | 0 | 0 | 0 | 0 | 0 | 0 | 0
B2 | 1 | 0 | 0 | 0 | 0 | 0 | 0 | 0 | 0 | 0 | 0 | 0 | 0 | 0 | 0 | 0 | 0 | 0 | 0 | 0 | 0 | 0 | 0 | 0 | 0 | 0 | 0 | 0 | 0
B3 | 1 | 0 | 0 | 0 | 0 | 0 | 0 | 0 | 0 | 0 | 0 | 0 | 0 | 0 | 0 | 0 | 0 | 0 | 0 | 0 | 0 | 0 | 0 | 0 | 0 | 0 | 0 | 0 | 0
B4 | 1 | 0 | 0 | 0 | 0 | 0 | 0 | 0 | 0 | 0 | 0 | 0 | 0 | 0 | 0 | 0 | 0 | 0 | 0 | 0 | 0 | 0 | 0 | 0 | 0 | 0 | 0 | 0 | 0
B5 | 1 | 0 | 0 | 0 | 0 | 0 | 0 | 0 | 0 | 0 | 0 | 0 | 0 | 0 | 0 | 0 | 0 | 0 | 0 | 0 | 0 | 0 | 0 | 0 | 0 | 0 | 0 | 0 | 0
B6 | 1 | 0 | 0 | 0 | 0 | 0 | 0 | 0 | 0 | 0 | 0 | 0 | 0 | 0 | 0 | 0 | 0 | 0 | 0 | 0 | 0 | 0 | 0 | 0 | 0 | 0 | 0 | 0 | 0
B7 | 1 | 1 | 0 | 0 | 0 | 0 | 0 | 0 | 0 | 0 | 0 | 0 | 0 | 0 | 0 | 0 | 0 | 0 | 0 | 0 | 0 | 0 | 0 | 0 | 0 | 0 | 0 | 0 | 0
B8 | 1 | 0 | 0 | 0 | 0 | 0 | 0 | 0 | 0 | 0 | 0 | 0 | 0 | 0 | 0 | 0 | 0 | 0 | 0 | 0 | 0 | 0 | 0 | 0 | 0 | 0 | 0 | 0 | 0
C1 | 1 | 0 | 0 | 0 | 0 | 0 | 0 | 0 | 0 | 0 | 0 | 0 | 0 | 0 | 0 | 0 | 0 | 0 | 0 | 0 | 0 | 0 | 0 | 0 | 0 | 0 | 0 | 0 | 0
C2 | 1 | 0 | 0 | 0 | 0 | 0 | 0 | 0 | 0 | 0 | 0 | 0 | 0 | 0 | 0 | 0 | 0 | 0 | 0 | 0 | 0 | 0 | 0 | 0 | 0 | 0 | 0 | 0 | 0
C3 | 1 | 0 | 0 | 0 | 0 | 0 | 0 | 0 | 0 | 0 | 0 | 0 | 0 | 0 | 0 | 0 | 0 | 0 | 0 | 0 | 0 | 0 | 0 | 0 | 0 | 0 | 0 | 0 | 0
C4 | 1 | 0 | 0 | 0 | 0 | 0 | 0 | 0 | 0 | 0 | 0 | 0 | 0 | 0 | 0 | 0 | 0 | 0 | 0 | 0 | 0 | 0 | 0 | 0 | 0 | 0 | 0 | 0 | 0
C5 | 1 | 0 | 0 | 0 | 0 | 0 | 0 | 0 | 0 | 0 | 0 | 0 | 0 | 0 | 0 | 0 | 0 | 0 | 0 | 0 | 0 | 0 | 0 | 0 | 0 | 0 | 0 | 0 | 0
C6 | 1 | 0 | 0 | 0 | 0 | 0 | 0 | 0 | 0 | 0 | 0 | 0 | 0 | 0 | 0 | 0 | 0 | 0 | 0 | 0 | 0 | 0 | 0 | 0 | 0 | 0 | 0 | 0 | 0
C7 | 1 | 0 | 0 | 0 | 0 | 0 | 0 | 0 | 0 | 0 | 0 | 0 | 0 | 0 | 0 | 0 | 0 | 0 | 0 | 0 | 0 | 0 | 0 | 0 | 0 | 0 | 0 | 0 | 0
C8 | 1 | 0 | 0 | 0 | 0 | 0 | 0 | 0 | 0 | 0 | 0 | 0 | 0 | 0 | 0 | 0 | 0 | 0 | 0 | 0 | 0 | 0 | 0 | 0 | 0 | 0 | 0 | 0 | 0
C9 | 1 | 0 | 0 | 0 | 0 | 0 | 0 | 0 | 0 | 0 | 0 | 0 | 0 | 0 | 0 | 0 | 0 | 0 | 0 | 0 | 0 | 0 | 0 | 0 | 0 | 0 | 0 | 0 | 0
CX | 1 | 0 | 0 | 0 | 0 | 0 | 0 | 0 | 0 | 0 | 0 | 0 | 0 | 0 | 0 | 0 | 0 | 0 | 0 | 0 | 0 | 0 | 0 | 0 | 0 | 0 | 0 | 0 | 0
CY | 1 | 0 | 0 | 0 | 0 | 0 | 0 | 0 | 0 | 0 | 0 | 0 | 0 | 0 | 0 | 0 | 0 | 0 | 0 | 0 | 0 | 0 | 0 | 0 | 0 | 0 | 0 | 0 | 0
CZ | 1 | 0 | 0 | 0 | 0 | 0 | 0 | 0 | 0 | 0 | 0 | 0 | 0 | 0 | 0 | 0 | 0 | 0 | 0 | 0 | 0 | 0 | 0 | 0 | 0 | 0 | 0 | 0 | 0
H1 | 1 | 0 | 0 | 0 | 0 | 0 | 0 | 0 | 0 | 0 | 0 | 0 | 0 | 0 | 0 | 0 | 0 | 0 | 0 | 0 | 0 | 0 | 0 | 0 | 0 | 0 | 0 | 0 | 0
H2 | 1 | 0 | 0 | 0 | 0 | 0 | 0 | 0 | 0 | 0 | 0 | 0 | 0 | 0 | 0 | 0 | 0 | 0 | 0 | 0 | 0 | 0 | 0 | 0 | 0 | 0 | 0 | 0 | 0
H3 | 1 | 0 | 0 | 0 | 0 | 0 | 0 | 0 | 0 | 0 | 0 | 0 | 0 | 0 | 0 | 0 | 0 | 0 | 0 | 0 | 0 | 0 | 0 | 0 | 0 | 0 | 0 | 0 | 0
H4 | 1 | 0 | 0 | 0 | 0 | 0 | 0 | 0 | 0 | 0 | 0 | 0 | 0 | 0 | 0 | 0 | 0 | 0 | 0 | 0 | 0 | 0 | 0 | 0 | 0 | 0 | 0 | 0 | 0
H5 | 1 | 0 | 0 | 0 | 0 | 0 | 0 | 0 | 0 | 0 | 0 | 0 | 0 | 0 | 0 | 0 | 0 | 0 | 0 | 0 | 0 | 0 | 0 | 0 | 0 | 0 | 0 | 0 | 0
H6 | 1 | 0 | 0 | 0 | 0 | 0 | 0 | 0 | 0 | 0 | 0 | 0 | 0 | 0 | 0 | 0 | 0 | 0 | 0 | 0 | 0 | 0 | 0 | 0 | 0 | 0 | 0 | 0 | 0
H7 | 1 | 0 | 0 | 0 | 0 | 0 | 0 | 0 | 0 | 0 | 0 | 0 | 0 | 0 | 0 | 0 | 0 | 0 | 0 | 0 | 0 | 0 | 0 | 0 | 0 | 0 | 0 | 0 | 0
H8 | 1 | 0 | 0 | 0 | 0 | 0 | 0 | 0 | 0 | 0 | 0 | 0 | 0 | 0 | 0 | 0 | 0 | 0 | 0 | 0 | 0 | 0 | 0 | 0 | 0 | 0 | 0 | 0 | 0
H9 | 1 | 0 | 0 | 0 | 0 | 0 | 0 | 0 | 0 | 0 | 0 | 0 | 0 | 0 | 0 | 0 | 0 | 0 | 0 | 0 | 0 | 0 | 0 | 0 | 0 | 0 | 0 | 0 | 0
HA | 1 | 0 | 0 | 0 | 0 | 0 | 0 | 0 | 0 | 0 | 0 | 0 | 0 | 0 | 0 | 0 | 0 | 0 | 0 | 0 | 0 | 0 | 0 | 0 | 0 | 0 | 0 | 0 | 0
HB | 1 | 0 | 0 | 0 | 0 | 0 | 0 | 0 | 0 | 0 | 0 | 0 | 0 | 0 | 0 | 0 | 0 | 0 | 0 | 0 | 0 | 0 | 0 | 0 | 0 | 0 | 0 | 0 | 0
HC | 1 | 0 | 0 | 0 | 0 | 0 | 0 | 0 | 0 | 0 | 0 | 0 | 0 | 0 | 0 | 0 | 0 | 0 | 0 | 0 | 0 | 0 | 0 | 0 | 0 | 0 | 0 | 0 | 0
PC | 0 | 1 | 0 | 0 | 0 | 0 | 0 | 0 | 0 | 0 | 0 | 0 | 0 | 0 | 0 | 0 | 0 | 0 | 0 | 0 | 0 | 0 | 0 | 0 | 0 | 0 | 0 | 0 | 0
OC | 0 | 1 | 0 | 0 | 0 | 0 | 0 | 0 | 0 | 0 | 0 | 0 | 0 | 0 | 0 | 0 | 0 | 0 | 0 | 0 | 0 | 0 | 0 | 0 | 0 | 0 | 0 | 0 | 0
IG | 0 | 0 | 0 | 0 | 0.67 | 0.33 | 1 | 0 | 1 | 0 | 0 | 0 | 0 | 0 | 0 | 0 | 0 | 0 | 0 | 0 | 0 | 0 | 0 | 0 | 0 | 0 | 0 | 0 | 0
I2 | 0 | 1 | 0 | 0 | 0 | 0 | 0 | 0 | 0 | 0 | 0 | 0 | 0 | 0 | 0 | 0 | 0 | 0 | 0 | 0 | 0 | 0 | 0 | 0 | 0 | 0 | 0 | 0 | 0
PQ | 0 | 1 | 0 | 0 | 0 | 0 | 0 | 1 | 0 | 0 | 0 | 0 | 0 | 0 | 0 | 0 | 0 | 0 | 0 | 0 | 0 | 0 | 0 | 0 | 0 | 0 | 0 | 0 | 0
IS | 0 | 1 | 0 | 0 | 0 | 0 | 0 | 1 | 0 | 0 | 0 | 0 | 0 | 0 | 0 | 0 | 0 | 0 | 0 | 0 | 0 | 0 | 0 | 0 | 0 | 0 | 0 | 0 | 0
NG | 0 | 0 | 1 | 0 | 0 | 0 | 0 | 0 | 0 | 0 | 0 | 0 | 0 | 0 | 0 | 0 | 0 | 0 | 0 | 0 | 0 | 0 | 0 | 0 | 0 | 0 | 0 | 0 | 0
ST | 0 | 0 | 1 | 0 | 0 | 0 | 0 | 0 | 0 | 0 | 0 | 0 | 0 | 0 | 0 | 0 | 0 | 0 | 0 | 0 | 0 | 0 | 0 | 0 | 0 | 0 | 0 | 0 | 0
ET | 0 | 0 | 0 | 0 | 1 | 0 | 0 | 0 | 0 | 1 | 0 | 0 | 0 | 0 | 0 | 0 | 0 | 0 | 0 | 0 | 0 | 0 | 0 | 0 | 0 | 0 | 0 | 0 | 0
IC | 0 | 0 | 0 | 1 | 0 | 0 | 0 | 0 | 0 | 0 | 0 | 0 | 0 | 0 | 0 | 0 | 0 | 0 | 0 | 0 | 0 | 0 | 0 | 0 | 0 | 0 | 0 | 0 | 0
CT | 0 | 0 | 0 | 0 | 1 | 0 | 0 | 0 | 0 | 1 | 0 | 0 | 0 | 0 | 0 | 0 | 0 | 0 | 0 | 0 | 0 | 0 | 0 | 0 | 0 | 0 | 0 | 0 | 0
T2 | 0 | 1 | 0 | 0 | 0 | 0 | 0 | 0 | 0 | 0 | 0 | 0 | 0 | 0 | 0 | 0 | 0 | 0 | 0 | 0 | 0 | 0 | 0 | 0 | 0 | 0 | 0 | 0 | 0
AT | 0 | 0 | 0 | 0 | 1 | 0 | 0 | 0 | 0 | 1 | 0 | 0 | 0 | 0 | 0 | 0 | 0 | 0 | 0 | 0 | 0 | 0 | 0 | 0 | 0 | 0 | 0 | 0 | 0
EC | 0 | 0 | 0 | 0 | 0.67 | 0.33 | 0 | 0 | 0 | 0 | 1 | 0 | 0 | 0 | 0 | 0 | 0 | 0 | 0 | 0 | 0 | 0 | 0 | 0 | 0 | 0 | 0 | 0 | 0
CC | 0 | 0 | 0 | 0 | 0.67 | 0.33 | 0 | 0 | 0 | 0 | 1 | 0 | 0 | 0 | 0 | 0 | 0 | 0 | 0 | 0 | 0 | 0 | 0 | 0 | 0 | 0 | 0 | 0 | 0
AC | 0 | 0 | 0 | 0 | 0.67 | 0.33 | 0 | 0 | 0 | 0 | 1 | 0 | 0 | 0 | 0 | 0 | 0 | 0 | 0 | 0 | 0 | 0 | 0 | 0 | 0 | 0 | 0 | 0 | 0
A2 | 0 | 1 | 0 | 0 | 0 | 0 | 0 | 0 | 0 | 0 | 0 | 0 | 0 | 0 | 0 | 0 | 0 | 0 | 0 | 0 | 0 | 0 | 0 | 0 | 0 | 0 | 0 | 0 | 0
CS | 0 | 0 | 0 | 0 | 0.67 | 0.33 | 0 | 1 | 0 | 0 | 1 | 0 | 0 | 0 | 0 | 0 | 0 | 0 | 0 | 0 | 0 | 0 | 0 | 0 | 0 | 0 | 0 | 0 | 0
FC | 0 | 0 | 0 | 0 | 0 | 0 | 0 | 0 | 0 | 0 | 0 | 1 | 0 | 0 | 0 | 0 | 0 | 0 | 0 | 0 | 0 | 0 | 0 | 0 | 0 | 0 | 0 | 0 | 0
CN | 0 | 0 | 0 | 0 | 0 | 0 | 0 | 0 | 0 | 0 | 0 | 0 | 1 | 0 | 0 | 0 | 0 | 0 | 0 | 0 | 0 | 0 | 0 | 0 | 0 | 0 | 0 | 0 | 0
AN | 0 | 0 | 0 | 0 | 0 | 0 | 0 | 0 | 0 | 0 | 0 | 0 | 0 | 1 | 0 | 0 | 0 | 0 | 0 | 0 | 0 | 0 | 0 | 0 | 0 | 0 | 0 | 0 | 0
SM | 0 | 0 | 0 | 0 | 0 | 0 | 0 | 0 | 0 | 0 | 0 | 0 | 0 | 0 | 1 | 0 | 0 | 0 | 0 | 0 | 0 | 0 | 0 | 0 | 0 | 0 | 0 | 0 | 0
GN | 0 | 1 | 0 | 0 | 0 | 0 | 0 | 0 | 0 | 0 | 0 | 0 | 0 | 0 | 0 | 0 | 0 | 0 | 0 | 0 | 0 | 0 | 0 | 0 | 0 | 0 | 0 | 0 | 0
WD | 0 | 0 | 0 | 0 | 0 | 0 | 0 | 0 | 0 | 0 | 0 | 0 | 0 | 0 | 0 | 1 | 0 | 0 | 0 | 0 | 0 | 0 | 0 | 0 | 0 | 0 | 0 | 0 | 0
BI | 0 | 1 | 0 | 0 | 0 | 0 | 0 | 0 | 0 | 0 | 0 | 0 | 0 | 0 | 0 | 0 | 0 | 0 | 0 | 0 | 0 | 0 | 0 | 0 | 0 | 0 | 0 | 0 | 0
GT | 0 | 0 | 0 | 0 | 0 | 0 | 0 | 0 | 0 | 0 | 0 | 0 | 0 | 0 | 0 | 0 | 1 | 0 | 0 | 0 | 0 | 0 | 0 | 0 | 0 | 0 | 0 | 0 | 0
AG | 0 | 1 | 0 | 0 | 0 | 0 | 0 | 0 | 0 | 0 | 0 | 0 | 0 | 0 | 0 | 0 | 0 | 0 | 0 | 0 | 0 | 0 | 0 | 0 | 0 | 0 | 0 | 0 | 0
MS | 0 | 0 | 0 | 0 | 0 | 0 | 0 | 0 | 0 | 0 | 0 | 0 | 0 | 0 | 0 | 0 | 0 | 1 | 0 | 0 | 0 | 0 | 0 | 0 | 0 | 0 | 0 | 0 | 0
HY | 0 | 0 | 0 | 0 | 0 | 0 | 0 | 0 | 0 | 0 | 0 | 0 | 0 | 0 | 0 | 0 | 0 | 0 | 1 | 0 | 0 | 0 | 0 | 0 | 0 | 0 | 0 | 0 | 0
HO | 0 | 1 | 0 | 0 | 0 | 0 | 0 | 0 | 0 | 0 | 0 | 0 | 0 | 0 | 0 | 0 | 0 | 0 | 0 | 0 | 0 | 0 | 0 | 0 | 0 | 0 | 0 | 0 | 0
HI | 0 | 1 | 0 | 0 | 0 | 0 | 0 | 0 | 0 | 0 | 0 | 0 | 0 | 0 | 0 | 0 | 0 | 0 | 0 | 0 | 0 | 0 | 0 | 0 | 0 | 0 | 0 | 0 | 0
TI | 0 | 1 | 0 | 0 | 0 | 0 | 0 | 0 | 0 | 0 | 0 | 0 | 0 | 0 | 0 | 0 | 0 | 0 | 0 | 0 | 0 | 0 | 0 | 0 | 0 | 0 | 0 | 0 | 0
PS | 0 | 0 | 0 | 0 | 0 | 0 | 0 | 0 | 0 | 0 | 0 | 0 | 0 | 0 | 0 | 0 | 0 | 0 | 0 | 1 | 0 | 0 | 0 | 0 | 0 | 0 | 0 | 0 | 0
P2 | 0 | 0 | 0 | 0 | 0 | 0 | 0 | 0 | 0 | 0 | 0 | 0 | 0 | 0 | 0 | 0 | 0 | 0 | 0 | 0 | 1 | 0 | 0 | 0 | 0 | 0 | 0 | 0 | 0
SQ | 0 | 1 | 0 | 0 | 0 | 0 | 0 | 0 | 0 | 0 | 0 | 0 | 0 | 0 | 0 | 0 | 0 | 0 | 0 | 0 | 0 | 0 | 0 | 0 | 0 | 0 | 0 | 0 | 0
DS | 0 | 0 | 0 | 0 | 0 | 0 | 0 | 0 | 0 | 0 | 0 | 0 | 0 | 0 | 0 | 0 | 0 | 0 | 0 | 0 | 0 | 1 | 0 | 0 | 0 | 0 | 0 | 0 | 0
OS | 0 | 1 | 0 | 0 | 0 | 0 | 0 | 0 | 0 | 0 | 0 | 0 | 0 | 0 | 0 | 0 | 0 | 0 | 0 | 0 | 0 | 0 | 0 | 0 | 0 | 0 | 0 | 0 | 0
WN | 0 | 0 | 0 | 0 | 0 | 0 | 0 | 0 | 0 | 0 | 0 | 0 | 0 | 0 | 0 | 0 | 0 | 0 | 0 | 0 | 0 | 0 | 1 | 0 | 0 | 0 | 0 | 0 | 0
WL | 0 | 0 | 0 | 0 | 0 | 0 | 0 | 0 | 0 | 0 | 0 | 0 | 0 | 0 | 0 | 0 | 0 | 0 | 0 | 0 | 0 | 0 | 1 | 0 | 0 | 0 | 0 | 0 | 0
WF | 0 | 0 | 0 | 0 | 0 | 0 | 0 | 0 | 0 | 0 | 0 | 0 | 0 | 0 | 0 | 0 | 0 | 0 | 0 | 0 | 0 | 0 | 0.5 | 0.5 | 0 | 0 | 0 | 0 | 0
SO | 0 | 0 | 0 | 0 | 0 | 0 | 0 | 0 | 0 | 0 | 0 | 0 | 0 | 0 | 0 | 0 | 0 | 0 | 0 | 0 | 0 | 0 | 0 | 0 | 1 | 0 | 0 | 0 | 0
SS | 0 | 1 | 0 | 0 | 0 | 0 | 0 | 0 | 0 | 0 | 0 | 0 | 0 | 0 | 0 | 0 | 0 | 0 | 0 | 0 | 0 | 0 | 0 | 0 | 0 | 0 | 0 | 0 | 0
S2 | 0 | 1 | 0 | 0 | 0 | 0 | 0 | 0 | 0 | 0 | 0 | 0 | 0 | 0 | 0 | 0 | 0 | 0 | 0 | 0 | 0 | 0 | 0 | 0 | 0 | 0 | 0 | 0 | 0
PV | 0 | 0 | 0 | 0 | 0 | 0 | 0 | 0 | 0 | 0 | 0 | 0 | 0 | 0 | 0 | 0 | 0 | 0 | 0 | 0 | 0 | 0 | 0 | 0 | 0 | 1 | 0 | 0 | 0 | International PV builds count 100% toward module learning, but not toward BOS
PT | 0 | 0 | 0 | 0 | 0 | 0 | 0 | 0 | 0 | 0 | 0 | 0 | 0 | 0 | 0 | 0 | 0 | 0 | 0 | 0 | 0 | 0.33 | 0 | 0 | 0 | 1 | 0 | 0 | 0
IN | 0 | 1 | 0 | 0 | 0 | 0 | 0 | 0 | 0 | 0 | 0 | 0 | 0 | 0 | 0 | 0 | 0 | 0 | 0 | 0 | 0 | 0 | 0 | 0 | 0 | 0 | 0 | 0 | 0
DB | 0 | 0 | 0 | 0 | 0 | 0 | 0 | 0 | 0 | 0 | 0 | 0 | 0 | 0 | 0 | 0 | 0 | 0 | 0 | 0 | 0 | 0 | 0 | 0 | 0 | 0 | 0 | 1 | 0
DP | 0 | 0 | 0 | 0 | 0 | 0 | 0 | 0 | 0 | 0 | 0 | 0 | 0 | 0 | 0 | 0 | 0 | 0 | 0 | 0 | 0 | 0 | 0 | 0 | 0 | 0 | 0 | 0 | 1
DSP LRNFAC--HR: LEARNING FACTORS FOR HEAT RATES (FUNCTION OF TIME)
#### FOR EACH DISPATCHABLE PLANT TYPE:
#### UPPHRT0: CURRENT HEAT RATE <BTU PER KWH>
#### UPPHRTN: NTH-OF-A-KIND HEAT RATE <BTU PER KWH>
#### UPDHRSW: SWITCH TO INDICATE IF METHODOLOGY USED FOR PLANT TYPE
#### 0 = NO LEARNING, USE PLANT FILE HEAT RATES (CURRENTLY
#### FOR EXISTING PLANTS ONLY)
#### 1 = NO LEARNING, USE HEAT RATES FROM THIS TABLE
#### 2 = LEARNING, USE HEAT RATES FROM THIS TABLE
#### UPDHRY0: YEAR CORRESPONDING TO CURRENT HEAT RATE ESTIMATE - SET IN CODE TO MAX OF THIS INPUT AND AVL YEAR
#### UPDHRYN: YEAR CORRESPONDING TO NTH-OF-A-KIND HEATRATE
#### | PVC: UPPHRT0; EXS: UPPHRTN; ICE: UPDHRSW; GCT: UPDHRY0; SCC: UPDHRYN
| B1 | 11990 | 11990 | 0 | 0 | 0
| B2 | 11990 | 11990 | 0 | 0 | 0
| B3 | 11990 | 11990 | 0 | 0 | 0
| B4 | 11990 | 11990 | 0 | 0 | 0
| B5 | 11990 | 11990 | 0 | 0 | 0
| B6 | 11990 | 11990 | 0 | 0 | 0
| B7 | 11990 | 11990 | 0 | 0 | 0
| B8 | 11990 | 11990 | 0 | 0 | 0
| C1 | 11990 | 11990 | 0 | 0 | 0
| C2 | 11990 | 11990 | 0 | 0 | 0
| C3 | 11990 | 11990 | 0 | 0 | 0
| C4 | 11990 | 11990 | 0 | 0 | 0
| C5 | 11990 | 11990 | 0 | 0 | 0
| C6 | 11990 | 11990 | 0 | 0 | 0
| C7 | 11990 | 11990 | 0 | 0 | 0
| C8 | 11990 | 11990 | 0 | 0 | 0
| C9 | 11990 | 11990 | 0 | 0 | 0
| CX | 11990 | 11990 | 0 | 0 | 0
| CY | 11990 | 11990 | 0 | 0 | 0
| CZ | 11990 | 11990 | 0 | 0 | 0
| H1 | 11990 | 11990 | 0 | 0 | 0
| H2 | 11990 | 11990 | 0 | 0 | 0
| H3 | 11990 | 11990 | 0 | 0 | 0
| H4 | 11990 | 11990 | 0 | 0 | 0
| H5 | 11990 | 11990 | 0 | 0 | 0
| H6 | 11990 | 11990 | 0 | 0 | 0
| H7 | 11990 | 11990 | 0 | 0 | 0
| H8 | 11990 | 11990 | 0 | 0 | 0
| H9 | 11990 | 11990 | 0 | 0 | 0
| HA | 11990 | 11990 | 0 | 0 | 0
| HB | 11990 | 11990 | 0 | 0 | 0
| HC | 11990 | 11990 | 0 | 0 | 0
| PC | 8638 | 8638 | 2 | 2019 | 2025 |  |  | use Leidos values for PC and PC/CCS
| OC | 8379 | 8322 | 2 | 2019 | 2025 |  |  | based learning on Ayaka's analyis
| IG | 8284 | 7450 | 2 | 2019 | 2025 |  |  | revised initial to be below PC
| I2 | 8379 | 8322 | 2 | 2019 | 2025
| PQ | 9751 | 9751 | 2 | 2019 | 2025 |  |  | used updated CCS 30% HR to adjust PC (USC) inputs (Ayaka)
| IS | 12507 | 12507 | 2 | 2019 | 2025 |  |  | Initial HR updated from Leidos report -- final derived by adding difference between new HR (11650) and old HR (10700) to old final HR (8307) -- JJ 9/2/16
| NG | 11990 | 11990 | 0 | 0 | 0
| ST | 9500 | 9500 | 0 | 0 | 0
| ET | 10878 | 10450 | 2 | 2019 | 2025
| IC | 8295 | 8295 | 2 | 2019 | 2025 |  |  | Initial HR updated from Leidos report -- final derived by using ratio of initial to final HR for CT -- JJ 8/16/18
| CT | 9124 | 9124 | 2 | 2019 | 2025 |  |  | updated with Leidos inputs 1/12
| T2 | 8379 | 8322 | 2 | 2019 | 2025
| AT | 9905 | 9905 | 2 | 2019 | 2025
| EC | 7196 | 6800 | 2 | 2019 | 2025
| CC | 6431 | 6431 | 2 | 2019 | 2025
| AC | 6370 | 6370 | 2 | 2019 | 2025
| A2 | 8379 | 8322 | 2 | 2019 | 2025
| CS | 7124 | 7124 | 2 | 2019 | 2025
| FC | 6469 | 6469 | 2 | 2019 | 2025
| CN | 10800 | 10800 | 0 | 0 | 0
| AN | 10608 | 10608 | 0 | 0 | 0
| SM | 10046 | 10046 | 0 | 0 | 0
| GN | 8379 | 8322 | 2 | 2019 | 2025

## RETROFIT
NUM OF BTPS
# TMP_BTP Number of Boiler Configurations
| NUM OF BTP | 80
ECP BOILERS
# TMP_CAP - ECP CAPACITY TYPE CODE
# TMP_INDX - ECP CAPACITY TYPE INDEX
# BTP_INDX - BOILER TYPE INDEX
# TMP_FT - FIRE TYPE CODE
# TMP_BTM - BOTTOM TYPE CODE
# TMP_NCT - NOX CONTROL TYPE CODE
# TMP_PCT - NOX EMISSION RATE
# TMP_PCT - BOILER TYPE SHARE
# | TMP_CAP | TMP_INDX | BTP_INDX | TMP_FT | TMP_BTM | TMP_NCT | TMP_NOX | TMP_PCT
| B1 | 1 | 1 |  |  |  | 0.11 | 1
| B2 | 2 | 1 |  |  |  | 0.11 | 1
| B3 | 3 | 1 |  |  |  | 0.11 | 1
| B4 | 4 | 1 |  |  |  | 0.11 | 1
| B5 | 5 | 1 |  |  |  | 0.11 | 1
| B6 | 6 | 1 |  |  |  | 0.11 | 1
| B7 | 7 | 1 |  |  |  | 0.11 | 1
| B8 | 8 | 1 |  |  |  | 0.11 | 1
| C1 | 9 | 1 |  |  |  | 0.11 | 1
| C2 | 10 | 1 |  |  |  | 0.11 | 1
| C3 | 11 | 1 |  |  |  | 0.11 | 1
| C4 | 12 | 1 |  |  |  | 0.11 | 1
| C5 | 13 | 1 |  |  |  | 0.11 | 1
| C6 | 14 | 1 |  |  |  | 0.11 | 1
| C7 | 15 | 1 |  |  |  | 0.11 | 1
| C8 | 16 | 1 |  |  |  | 0.11 | 1
| C9 | 17 | 1 |  |  |  | 0.11 | 1
| CX | 18 | 1 |  |  |  | 0.11 | 1
| CY | 19 | 1 |  |  |  | 0.11 | 1
| CZ | 20 | 1 |  |  |  | 0.11 | 1
| H1 | 21 | 1 |  |  |  | 0.11 | 1
| H2 | 22 | 1 |  |  |  | 0.11 | 1
| H3 | 23 | 1 |  |  |  | 0.11 | 1
| H4 | 24 | 1 |  |  |  | 0.11 | 1
| H5 | 25 | 1 |  |  |  | 0.11 | 1
| H6 | 26 | 1 |  |  |  | 0.11 | 1
| H7 | 27 | 1 |  |  |  | 0.11 | 1
| H8 | 28 | 1 |  |  |  | 0.11 | 1
| H9 | 29 | 1 |  |  |  | 0.11 | 1
| HA | 30 | 1 |  |  |  | 0.11 | 1
| HB | 31 | 1 |  |  |  | 0.11 | 1
| HC | 32 | 1 |  |  |  | 0.11 | 1
| PC | 33 | 1 | TF | D | LN | 0.11 | 1
| OC | 34 | 1 |  |  |  | 0.11 | 1
| IG | 35 | 1 |  |  |  | 0.02 | 1
| I2 | 36 | 1 |  |  |  | 0.11 | 1
| PQ | 37 | 1 |  |  |  | 0.02 | 1
| IS | 38 | 1 |  |  |  | 0.02 | 1
| NG | 39 | 1 |  |  |  | 0.02 | 1
| ST | 40 | 1 |  |  |  | 0.02 | 1
| ET | 41 | 1 |  |  |  | 0.08 | 1
| IC | 42 | 1 |  |  |  | 0.11 | 1
| CT | 43 | 1 |  |  |  | 0.08 | 1
| T2 | 44 | 1 |  |  |  | 0.11 | 1
| AT | 45 | 1 |  |  |  | 0.08 | 1
| EC | 46 | 1 |  |  |  | 0.02 | 1
| CC | 47 | 1 |  |  |  | 0.02 | 1
| AC | 48 | 1 |  |  |  | 0.02 | 1
| A2 | 49 | 1 |  |  |  | 0.11 | 1
| CS | 50 | 1 |  |  |  | 0.02 | 1
| FC | 51 | 1 |  |  |  | 0 | 1
| CN | 52 | 1 |  |  |  | 0 | 1
| AN | 53 | 1 |  |  |  | 0 | 1
| SM | 54 | 1 |  |  |  | 0 | 1
| GN | 55 | 1 |  |  |  | 0 | 1
| WD | 56 | 1 |  |  |  | 0.02 | 1
| BI | 57 | 1 |  |  |  | 0.11 | 1
| GT | 58 | 1 |  |  |  | 0 | 1
| AG | 59 | 1 |  |  |  | 0.11 | 1
| MS | 60 | 1 |  |  |  | 0.09 | 1
| HY | 61 | 1 |  |  |  | 0 | 1
| HO | 62 | 1 |  |  |  | 0 | 1
| HI | 63 | 1 |  |  |  | 0 | 1
| TI | 64 | 1 |  |  |  | 0 | 1
| PS | 65 | 1 |  |  |  | 0 | 1
| P2 | 66 | 1 |  |  |  | 0 | 1
| SQ | 67 | 1 |  |  |  | 0.11 | 1
| DS | 68 | 1 |  |  |  | 0 | 1
| OS | 69 | 1 |  |  |  | 0.11 | 1
| WN | 70 | 1 |  |  |  | 0 | 1
| WL | 71 | 1 |  |  |  | 0 | 1
| WF | 72 | 1 |  |  |  | 0 | 1
| SO | 73 | 1 |  |  |  | 0 | 1
| SS | 74 | 1 |  |  |  | 0 | 1
| S2 | 75 | 1 |  |  |  | 0 | 1
| PV | 76 | 1 |  |  |  | 0 | 1
| PT | 77 | 1 |  |  |  | 0 | 1
| IN | 78 | 1 |  |  |  | 0 | 1
| DB | 79 | 1 |  |  |  | 0.02 | 1
| DP | 80 | 1 |  |  |  | 0.08 | 1
#
SCR RETRO SW
#### USW_RTRSK: SWITCH TO USE RISK PREMIUM ON RETROFITS (0=No,1=Yes)
#### USW_RTRSK
| RETSW | 1
SCR RETRO 1
#### UPSQMAX: SCRUBBER RETROFIT MAX ANNUAL LIMIT (GW)
#### UPSRMAX: SCRUBBER RETROFIT MAX ANNUAL INCREASE (FRAC)
| #### | UPSQMAX | UPSRMAX
| RETROLIMS | 7.557 | 0.5
SCR RETRO 2
#### UPSELF: SCRUBBER RETROFIT ECONOMIC LIFE <YRS>
#### UPSTXLF:SCRUBBER RETROFIT TAX LIFE FOR VINTAGE 1 AND 2 PLANTS <YRS>
#### UPSTXYR:SCRUBBER RETROFIT YEAR TO DEFINE VINTAGE FOR TAX TREATMENT
#### UPSCLT: SCRUBBER RETROFIT CONSTRUCTION LEAD TIME <YRS>
#### UPSCPR: SCRUBBER RETROFIT CONSTRUCTION PROFILE
#### |  | UPSELF |  |  | UPSTXYR | UPSCLT | UPSCPR
| RETROFITS | 20 | 15 | 7 | 1975 | 1 | 1 | 0 | 0 | 0 | 0 | 0 | 0 | 0 | 0 | 0
SCR RETRO 3
#### UPSCR2<ECP$DSP>: SCRUB RETRO ECP PLT TYPE INDEX CO NV TO
#### UPSHPEN<ECP$DSP,ECP$SCR>: SCRUB RETROFIT HEAT RATE PENALTY
#### UPSCPEN<ECP$DSP,ECP$SCR>: SCRUB RETROFIT CAPACITY PENALTY
#### UPSCSCR<ECP$DSP,ECP$CSC>: SCRUB TYPE INDEX CONVERTED TO
| UPSCR2 | UPSHPEN |  |  | UPSCPEN |  |  | UPSCSCR
B1 TO B3 | 3 | 0.02 | 0.95 | 0.95 | 1 | 1 | 1 | 0 | 0 | 0
B2 TO B4 | 4 | 0.95 | 0.95 | 0.95 | 1 | 1 | 1 | 0 | 0 | 0
B3 | 0 | 0 | 0 | 0 | 0 | 0 | 0 | 0 | 0 | 0
B4 | 0 | 0 | 0 | 0 | 0 | 0 | 0 | 0 | 0 | 0
B5 | 0 | 0 | 0 | 0 | 0 | 0 | 0 | 0 | 0 | 0
B6 | 0 | 0 | 0 | 0 | 0 | 0 | 0 | 0 | 0 | 0
B7 | 0 | 0 | 0 | 0 | 0 | 0 | 0 | 0 | 0 | 0
B8 | 0 | 0 | 0 | 0 | 0 | 0 | 0 | 0 | 0 | 0
C1 TO C4 | 12 | 0.95 | 0.95 | 0.95 | 1 | 1 | 1 | 0 | 0 | 0
C2 TO C5 | 13 | 0.95 | 0.95 | 0.95 | 1 | 1 | 1 | 0 | 0 | 0
C3 TO C6 | 14 | 0.95 | 0.95 | 0.95 | 1 | 1 | 1 | 0 | 0 | 0
C4 | 0 | 0 | 0 | 0 | 0 | 0 | 0 | 0 | 0 | 0
C5 | 0 | 0 | 0 | 0 | 0 | 0 | 0 | 0 | 0 | 0
C6 | 0 | 0 | 0 | 0 | 0 | 0 | 0 | 0 | 0 | 0
C7 | 0 | 0 | 0 | 0 | 0 | 0 | 0 | 0 | 0 | 0
C8 | 0 | 0 | 0 | 0 | 0 | 0 | 0 | 0 | 0 | 0
C9 | 0 | 0 | 0 | 0 | 0 | 0 | 0 | 0 | 0 | 0
CX | 0 | 0 | 0 | 0 | 0 | 0 | 0 | 0 | 0 | 0
CY | 0 | 0 | 0 | 0 | 0 | 0 | 0 | 0 | 0 | 0
CZ | 0 | 0 | 0 | 0 | 0 | 0 | 0 | 0 | 0 | 0
H1 TO H4 | 24 | 0.95 | 0.95 | 0.95 | 1 | 1 | 1 | 0 | 0 | 0
H2 TO H5 | 25 | 0.95 | 0.95 | 0.95 | 1 | 1 | 1 | 0 | 0 | 0
H3 TO H6 | 26 | 0.95 | 0.95 | 0.95 | 1 | 1 | 1 | 0 | 0 | 0
H4 | 0 | 0 | 0 | 0 | 0 | 0 | 0 | 0 | 0 | 0
H5 | 0 | 0 | 0 | 0 | 0 | 0 | 0 | 0 | 0 | 0
H6 | 0 | 0 | 0 | 0 | 0 | 0 | 0 | 0 | 0 | 0
H7 | 0 | 0 | 0 | 0 | 0 | 0 | 0 | 0 | 0 | 0
H8 | 0 | 0 | 0 | 0 | 0 | 0 | 0 | 0 | 0 | 0
H9 | 0 | 0 | 0 | 0 | 0 | 0 | 0 | 0 | 0 | 0
HA | 0 | 0 | 0 | 0 | 0 | 0 | 0 | 0 | 0 | 0
HB | 0 | 0 | 0 | 0 | 0 | 0 | 0 | 0 | 0 | 0
HC | 0 | 0 | 0 | 0 | 0 | 0 | 0 | 0 | 0 | 0
PC | 0 | 0 | 0 | 0 | 0 | 0 | 0 | 0 | 0 | 0
OC | 0 | 0 | 0 | 0 | 0 | 0 | 0 | 0 | 0 | 0
IG | 0 | 0 | 0 | 0 | 0 | 0 | 0 | 0 | 0 | 0
I2 | 0 | 0 | 0 | 0 | 0 | 0 | 0 | 0 | 0 | 0
PQ | 0 | 0 | 0 | 0 | 0 | 0 | 0 | 0 | 0 | 0
IS | 0 | 0 | 0 | 0 | 0 | 0 | 0 | 0 | 0 | 0
NG | 0 | 0 | 0 | 0 | 0 | 0 | 0 | 0 | 0 | 0
ST | 0 | 0 | 0 | 0 | 0 | 0 | 0 | 0 | 0 | 0
ET | 0 | 0 | 0 | 0 | 0 | 0 | 0 | 0 | 0 | 0
IC | 0 | 0 | 0 | 0 | 0 | 0 | 0 | 0 | 0 | 0
CT | 0 | 0 | 0 | 0 | 0 | 0 | 0 | 0 | 0 | 0
T2 | 0 | 0 | 0 | 0 | 0 | 0 | 0 | 0 | 0 | 0
AT | 0 | 0 | 0 | 0 | 0 | 0 | 0 | 0 | 0 | 0
EC | 0 | 0 | 0 | 0 | 0 | 0 | 0 | 0 | 0 | 0
CC | 0 | 0 | 0 | 0 | 0 | 0 | 0 | 0 | 0 | 0
AC | 0 | 0 | 0 | 0 | 0 | 0 | 0 | 0 | 0 | 0
A2 | 0 | 0 | 0 | 0 | 0 | 0 | 0 | 0 | 0 | 0
CS | 0 | 0 | 0 | 0 | 0 | 0 | 0 | 0 | 0 | 0
FC | 0 | 0 | 0 | 0 | 0 | 0 | 0 | 0 | 0 | 0
CN | 0 | 0 | 0 | 0 | 0 | 0 | 0 | 0 | 0 | 0
AN | 0 | 0 | 0 | 0 | 0 | 0 | 0 | 0 | 0 | 0
SM | 0 | 0 | 0 | 0 | 0 | 0 | 0 | 0 | 0 | 0
GN | 0 | 0 | 0 | 0 | 0 | 0 | 0 | 0 | 0 | 0
COF RETRO 1
#### UPCFCST: COFIRING CAPITAL COST FOR RETROFIT TYPE
#### UPCFFOM: COFIRING FIXED O&M FOR RETROFIT TYPE
#### UPCFVOM: COFIRING O&M FOR RETROFIT TYPE
#### UPCFCPEN: COFIRING CAPACITY PENALTY
#### UPCFHPEN: COFIRING HEATRATE PENALTY
####
#### |  | UPCFCST | UPCFFOM | UPCFVOM | UPCFCPEN | UPCFHPEN
| 1-LG CY > 500 MW | 287 | 27.2 | 2.7 | 1 | 1 |  | update with new Leidos costs
| 2-SM CY < 500 MW | 287 | 27.2 | 2.7 | 1 | 1
| 3-LG PC > 500 MW | 287 | 27.2 | 2.7 | 1 | 1
| 4-MD PC 200 - 500 MW | 287 | 27.2 | 2.7 | 1 | 1
| 5-SM PC < 200 MW | 287 | 27.2 | 2.7 | 1 | 1
COF RETRO 2
#### UPCFLEV: COFIRING LEVEL FOR RETROFIT TYPE
#### UPCFSTEP: COFIRING EXTRA TRANSPORTATION COST
#### | UPCFLEV | [6 empty] | UPCFSTEP
| 1-LG CY > 500 MW | 0.025 | 0.05 | 0.075 | 0.1 | 0.125 | 0.15 | 0 | 0 | 0 | 0 | 0 | 0
| 2-SM CY < 500 MW | 0.05 | 0.1 | 0.15 | 0 | 0 | 0 | 0 | 0 | 0 | 9.999 | 9.999 | 9.999
| 3-LG PC > 500 MW | 0.02 | 0.04 | 0.06 | 0.08 | 0.12 | 0.15 | 0 | 0 | 0 | 0 | 0 | 0
| 4-MD PC 200 - 500 MW | 0.1 | 0.15 | 0 | 0 | 0 | 0 | 0 | 0 | 9.999 | 9.999 | 9.999 | 9.999
| 5-SM PC < 200 MW | 0.15 | 0 | 0 | 0 | 0 | 0 | 0 | 9.999 | 9.999 | 9.999 | 9.999 | 9.999
COF RETRO 3
#### UPCFELF: COFIRING RETROFIT ECONOMIC LIFE <YRS>
#### UPCFCLT: COFIRING RETROFIT CONSTRUCTION LEAD TIME <YRS>
#### UPCFCPR: COFIRING RETROFIT CONSTRUCTION PROFILE
#### |  | UPCFELF | UPCFCLT | UPCFCPR
| COF RETRO | 20 | 1 | 1 | 0 | 0 | 0 | 0 | 0 | 0 | 0 | 0 | 0
COF RETRO 4
#### UPBQMAX: COFIRING RETROFIT MAX ANNUAL LIMIT (GW)
#### UPBRMAX: COFIRING RETROFIT MAX ANNUAL INCREASE (FRAC)
| #### | UPBQMAX | UPBRMAX
| RETROLIMS | 3 | 0.5
DSI RETRO1
#### UPDSIVOM: DSI VARIABLE O&M COST
#### UPDSISEF: DSI SO2 REMOVAL RATE
####
#### |  | UPDSIVOM | UPDSISEF
| FF | 3.92 | 0.7
| ESP | 7.28 | 0.5
DSI CST FF
#### UPDSICAP: DSI CAPACITY CATEGORY
#### UPDSIOVR: DSI CAPITAL COST
#### UPDSIFOM: DSI FIXED O&M COST
####
|  | #### | UPDSICAP | UPDSIOVR | UPDSIFOM
| FF | 1 | 0 | 92.8 | 1.77
| FF | 2 | 100 | 72.9 | 1.31
| FF | 3 | 300 | 33.3 | 0.4
| FF | 4 | 500 | 23.3 | 0.34
| FF | 5 | 700 | 18.1 | 0.25
| FF | 6 | 1000 | 18.1 | 0.22
| FF | 7 | 2000 | 18.1 | 0.22
DSI CST ESP
#### UPDSICAP: DSI CAPACITY CATEGORY
#### UPDSIOVR: DSI CAPITAL COST
#### UPDSIFOM: DSI FIXED O&M COST
####
|  | #### | UPDSICAP | UPDSIOVR | UPDSIFOM
| ESP | 1 | 0 | 107.9 | 1.85
| ESP | 2 | 100 | 84.6 | 1.42
| ESP | 3 | 300 | 38.5 | 0.57
| ESP | 4 | 500 | 30.3 | 0.4
| ESP | 5 | 700 | 30.3 | 0.4
| ESP | 6 | 1000 | 30.3 | 0.33
| ESP | 7 | 2000 | 30.3 | 0.33
NUC RETRO 1
#### UPNAYR: NUCLEAR AGING DECISION YEAR (RETIRE OR 2ND LICENSE RENEWAL)
#### UPNELF: NUCLEAR AGING RETROFIT ECONOMIC LIFE <YRS>
#### UPNCLT: NUCLEAR AGING RETROFIT CONSTRUCTION LEAD TIME <YRS>
#### UPNCPR: NUCLEAR AGING RETROFIT CONSTRUCTION PROFILE
#### |  | UPNAYR | UPNELF | UPNCLT | UPNCPR
| NUC RETRO | 60 | 20 | 6 | 0.2 | 0.2 | 0.2 | 0.2 | 0.2 | 0 | 0 | 0 | 0 | 0

## FINANCIAL
FINANCIAL PARAMETERS
#### UPTXRT: UTILITY NET TAX RATE
#### UPNIPRM: NUG INTEREST RATE (USED IF NONZERO)
#### UPNRPRM: NUG RETURN ON EQUITY RATE (USED IF NONZERO)
#### UPNRPRM: NUG RETURN ON EQUITY (USED IF INTEREST RATE ABOVE IS NONZERO)
#### UPNFDT: NUG DEBT FRACTION
#### UPBETA: NEW BETA REPLACING REGIONAL NUMBER
#### UTBETA: NEW BETA FOR REGULATED SECTORS
#### UPT UPN UPN UPN UPN UPB UT
#### | UPTXRT | UPNIRTE | UPNRRTE | UPNRPRM | UPNFDT | UPBETA | UTBETA
'FP' | 0.24 | 0 | 0 | 0 | 0.6 | 1.25 | 1
RTE ADJ: TECHNOLOGY SPECIFIC ADJUSTMENTS (IF ANY)
#### UPNIRTEA: ADJUSTMENT TO COST OF DEBT
#### UPNRRTEA: ADJUSTMENT TO COST OF EQUITY
#### UPFNDTA : ADJUSTMENT TO DEBT FRACTION
#### UPRSKSW : SWITCH FOR USING GLOBAL RISK PREMIUM
#### | UPNIRTEA | UPNRRTEA | UPFNDTA | UPRSKSW
'B1' | 0 | 0 | 0 | 0
'B2' | 0 | 0 | 0 | 0
'B3' | 0 | 0 | 0 | 0
'B4' | 0 | 0 | 0 | 0
'B5' | 0 | 0 | 0 | 0
'B6' | 0 | 0 | 0 | 0
'B7' | 0 | 0 | 0 | 0
'B8' | 0 | 0 | 0 | 0
'C1' | 0 | 0 | 0 | 0
'C2' | 0 | 0 | 0 | 0
'C3' | 0 | 0 | 0 | 0
'C4' | 0 | 0 | 0 | 0
'C5' | 0 | 0 | 0 | 0
'C6' | 0 | 0 | 0 | 0
'C7' | 0 | 0 | 0 | 0
'C8' | 0 | 0 | 0 | 0
'C9' | 0 | 0 | 0 | 0
'CX' | 0 | 0 | 0 | 0
'CY' | 0 | 0 | 0 | 0
'CZ' | 0 | 0 | 0 | 0
'H1' | 0 | 0 | 0 | 0
'H2' | 0 | 0 | 0 | 0
'H3' | 0 | 0 | 0 | 0
'H4' | 0 | 0 | 0 | 0
'H5' | 0 | 0 | 0 | 0
'H6' | 0 | 0 | 0 | 0
'H7' | 0 | 0 | 0 | 0
'H8' | 0 | 0 | 0 | 0
'H9' | 0 | 0 | 0 | 0
'HA' | 0 | 0 | 0 | 0
'HB' | 0 | 0 | 0 | 0
'HC' | 0 | 0 | 0 | 0
'PC' | 0 | 0 | 0 | 1
'OC' | 0 | 0 | 0 | 0
'IG' | 0 | 0 | 0 | 1
'I2' | 0 | 0 | 0 | 0
'PQ' | 0 | 0 | 0 | 1
'IS' | 0 | 0 | 0 | 0
'NG' | 0 | 0 | 0 | 0
'ST' | 0 | 0 | 0 | 0
'ET' | 0 | 0 | 0 | 0
'IC' | 0 | 0 | 0 | 0
'CT' | 0 | 0 | 0 | 0
'T2' | 0 | 0 | 0 | 0
'AT' | 0 | 0 | 0 | 0
'EC' | 0 | 0 | 0 | 0
'CC' | 0 | 0 | 0 | 1
'AC' | 0 | 0 | 0 | 1
'A2' | 0 | 0 | 0 | 0
'CS' | 0 | 0 | 0 | 0
'FC' | 0 | 0 | 0 | 0
'CN' | 0 | 0 | 0 | 0
'AN' | 0 | 0 | 0 | 0
'SM' | 0 | 0 | 0 | 0
'GN' | 0 | 0 | 0 | 0
'WD' | 0 | 0 | 0 | 0
'BI' | 0 | 0 | 0 | 0
'GT' | 0 | 0 | 0 | 0
'AG' | 0 | 0 | 0 | 0
'MS' | 0 | 0 | 0 | 0
'HY' | 0 | 0 | 0 | 0
'HO' | 0 | 0 | 0 | 0
'HI' | 0 | 0 | 0 | 0
'TI' | 0 | 0 | 0 | 0
'PS' | 0 | 0 | 0 | 0
'P2' | 0 | 0 | 0 | 0
'SQ' | 0 | 0 | 0 | 0
'DS' | 0 | 0 | 0 | 0
'OS' | 0 | 0 | 0 | 0
'WN' | 0 | 0 | 0 | 0
'WL' | 0 | 0 | 0 | 0
'WF' | 0 | 0 | 0 | 0
'SO' | 0 | 0 | 0 | 0
'SS' | 0 | 0 | 0 | 0
'S2' | 0 | 0 | 0 | 0
'PV' | 0 | 0 | 0 | 0
'PT' | 0 | 0 | 0 | 0
'IN' | 0 | 0 | 0 | 0
'DB' | 0 | 0 | 0 | 0
'DP' | 0 | 0 | 0 | 0
RTE ADY: TECHNOLOGY SPECIFIC ADJUSTMENTS (IF ANY) BY ONLINE YEAR
#### UPNIRTEY(ECP$CAP): ONLINE YEAR-DEPENDENT ADJUSTMENT TO COST OF DEBT
#### UPNIRTES(ECP$CAP): START OF ONLINE YEAR-DEPENDENT ADJUSTMENT TO COST OF DEBT
#### UPNIRTEL(ECP$CAP): END OF ONLINE YEAR-DEPENDENT ADJUSTMENT TO COST OF DEBT
#### UPNRRTEY(ECP$CAP): ONLINE YEAR-DEPENDENT ADJUSTMENT TO COST OF EQUITY
#### UPNRRTES(ECP$CAP): START OF ONLINE YEAR-DEPENDENT ADJUSTMENT TO COST OF EQUITY
#### UPNRRTEL(ECP$CAP): END OF ONLINE YEAR-DEPENDENT ADJUSTMENT TO COST OF EQUITY
#### UPNFDTY(ECP$CAP): ONLINE YEAR-DEPENDENT ADJUSTMENT TO COST OF DEBT
#### UPNFDTS(ECP$CAP): START OF ONLINE YEAR-DEPENDENT ADJUSTMENT TO COST OF DEBT
#### UPFNDTL(ECP$CAP): END OF ONLINE YEAR-DEPENDENT ADJUSTMENT TO COST OF DEBT
####
#### | UPNIRTEY | UPNIRTES | UPNIRTEL | UPNRRTEY | UPNRRTES | UPNRRTEL | UPNFDTY | UPNFDTS | UPFNDTL
'B1' | 0 | 0 | 0 | 0 | 0 | 0 | 0 | 0 | 0
'B2' | 0 | 0 | 0 | 0 | 0 | 0 | 0 | 0 | 0
'B3' | 0 | 0 | 0 | 0 | 0 | 0 | 0 | 0 | 0
'B4' | 0 | 0 | 0 | 0 | 0 | 0 | 0 | 0 | 0
'B5' | 0 | 0 | 0 | 0 | 0 | 0 | 0 | 0 | 0
'B6' | 0 | 0 | 0 | 0 | 0 | 0 | 0 | 0 | 0
'B7' | 0 | 0 | 0 | 0 | 0 | 0 | 0 | 0 | 0
'B8' | 0 | 0 | 0 | 0 | 0 | 0 | 0 | 0 | 0
'C1' | 0 | 0 | 0 | 0 | 0 | 0 | 0 | 0 | 0
'C2' | 0 | 0 | 0 | 0 | 0 | 0 | 0 | 0 | 0
'C3' | 0 | 0 | 0 | 0 | 0 | 0 | 0 | 0 | 0
'C4' | 0 | 0 | 0 | 0 | 0 | 0 | 0 | 0 | 0
'C5' | 0 | 0 | 0 | 0 | 0 | 0 | 0 | 0 | 0
'C6' | 0 | 0 | 0 | 0 | 0 | 0 | 0 | 0 | 0
'C7' | 0 | 0 | 0 | 0 | 0 | 0 | 0 | 0 | 0
'C8' | 0 | 0 | 0 | 0 | 0 | 0 | 0 | 0 | 0
'C9' | 0 | 0 | 0 | 0 | 0 | 0 | 0 | 0 | 0
'CX' | 0 | 0 | 0 | 0 | 0 | 0 | 0 | 0 | 0
'CY' | 0 | 0 | 0 | 0 | 0 | 0 | 0 | 0 | 0
'CZ' | 0 | 0 | 0 | 0 | 0 | 0 | 0 | 0 | 0
'H1' | 0 | 0 | 0 | 0 | 0 | 0 | 0 | 0 | 0
'H2' | 0 | 0 | 0 | 0 | 0 | 0 | 0 | 0 | 0
'H3' | 0 | 0 | 0 | 0 | 0 | 0 | 0 | 0 | 0
'H4' | 0 | 0 | 0 | 0 | 0 | 0 | 0 | 0 | 0
'H5' | 0 | 0 | 0 | 0 | 0 | 0 | 0 | 0 | 0
'H6' | 0 | 0 | 0 | 0 | 0 | 0 | 0 | 0 | 0
'H7' | 0 | 0 | 0 | 0 | 0 | 0 | 0 | 0 | 0
'H8' | 0 | 0 | 0 | 0 | 0 | 0 | 0 | 0 | 0
'H9' | 0 | 0 | 0 | 0 | 0 | 0 | 0 | 0 | 0
'HA' | 0 | 0 | 0 | 0 | 0 | 0 | 0 | 0 | 0
'HB' | 0 | 0 | 0 | 0 | 0 | 0 | 0 | 0 | 0
'HC' | 0 | 0 | 0 | 0 | 0 | 0 | 0 | 0 | 0
'PC' | 0 | 0 | 0 | 0 | 0 | 0 | 0 | 0 | 0
'OC' | 0 | 0 | 0 | 0 | 0 | 0 | 0 | 0 | 0
'IG' | 0 | 0 | 0 | 0 | 0 | 0 | 0 | 0 | 0
'I2' | 0 | 0 | 0 | 0 | 0 | 0 | 0 | 0 | 0
'PQ' | 0 | 0 | 0 | 0 | 0 | 0 | 0 | 0 | 0
'IS' | 0 | 0 | 0 | 0 | 0 | 0 | 0 | 0 | 0
'NG' | 0 | 0 | 0 | 0 | 0 | 0 | 0 | 0 | 0
'ST' | 0 | 0 | 0 | 0 | 0 | 0 | 0 | 0 | 0
'ET' | 0 | 0 | 0 | 0 | 0 | 0 | 0 | 0 | 0
'IC' | 0 | 0 | 0 | 0 | 0 | 0 | 0 | 0 | 0
'CT' | 0 | 0 | 0 | 0 | 0 | 0 | 0 | 0 | 0
'T2' | 0 | 0 | 0 | 0 | 0 | 0 | 0 | 0 | 0
'AT' | 0 | 0 | 0 | 0 | 0 | 0 | 0 | 0 | 0
'EC' | 0 | 0 | 0 | 0 | 0 | 0 | 0 | 0 | 0
'CC' | 0 | 0 | 0 | 0 | 0 | 0 | 0 | 0 | 0
'AC' | 0 | 0 | 0 | 0 | 0 | 0 | 0 | 0 | 0
'A2' | 0 | 0 | 0 | 0 | 0 | 0 | 0 | 0 | 0
'CS' | 0 | 0 | 0 | 0 | 0 | 0 | 0 | 0 | 0
'FC' | 0 | 0 | 0 | 0 | 0 | 0 | 0 | 0 | 0
'CN' | 0 | 0 | 0 | 0 | 0 | 0 | 0 | 0 | 0
'AN' | 0 | 0 | 0 | 0 | 0 | 0 | 0 | 0 | 0
'SM' | 0 | 0 | 0 | 0 | 0 | 0 | 0 | 0 | 0
'GN' | 0 | 0 | 0 | 0 | 0 | 0 | 0 | 0 | 0
'WD' | 0 | 0 | 0 | 0 | 0 | 0 | 0 | 0 | 0
'BI' | 0 | 0 | 0 | 0 | 0 | 0 | 0 | 0 | 0
'GT' | 0 | 0 | 0 | 0 | 0 | 0 | 0 | 0 | 0
'AG' | 0 | 0 | 0 | 0 | 0 | 0 | 0 | 0 | 0
'MS' | 0 | 0 | 0 | 0 | 0 | 0 | 0 | 0 | 0
'HY' | 0 | 0 | 0 | 0 | 0 | 0 | 0 | 0 | 0
'HO' | 0 | 0 | 0 | 0 | 0 | 0 | 0 | 0 | 0
'HI' | 0 | 0 | 0 | 0 | 0 | 0 | 0 | 0 | 0
'TI' | 0 | 0 | 0 | 0 | 0 | 0 | 0 | 0 | 0
'PS' | 0 | 0 | 0 | 0 | 0 | 0 | 0 | 0 | 0
'P2' | 0 | 0 | 0 | 0 | 0 | 0 | 0 | 0 | 0
'SQ' | 0 | 0 | 0 | 0 | 0 | 0 | 0 | 0 | 0
'DS' | 0 | 0 | 0 | 0 | 0 | 0 | 0 | 0 | 0
'OS' | 0 | 0 | 0 | 0 | 0 | 0 | 0 | 0 | 0
'WN' | 0 | 0 | 0 | 0 | 0 | 0 | 0 | 0 | 0
'WL' | 0 | 0 | 0 | 0 | 0 | 0 | 0 | 0 | 0
'WF' | 0 | 0 | 0 | 0 | 0 | 0 | 0 | 0 | 0
'SO' | 0 | 0 | 0 | 0 | 0 | 0 | 0 | 0 | 0
'SS' | 0 | 0 | 0 | 0 | 0 | 0 | 0 | 0 | 0
'S2' | 0 | 0 | 0 | 0 | 0 | 0 | 0 | 0 | 0
'PV' | 0 | 0 | 0 | 0 | 0 | 0 | 0 | 0 | 0
'PT' | 0 | 0 | 0 | 0 | 0 | 0 | 0 | 0 | 0
'IN' | 0 | 0 | 0 | 0 | 0 | 0 | 0 | 0 | 0
'DB' | 0 | 0 | 0 | 0 | 0 | 0 | 0 | 0 | 0
'DP' | 0 | 0 | 0 | 0 | 0 | 0 | 0 | 0 | 0

## RESCES
RPSREG: SWITCH TO IDENTIFY REGIONAL, NATIONAL RPS or BOTH
#### UPRNWREG - swith (1=NATIONAL ONLY, 2=REGIONAL ONLY, 3=BOTH
'REG' | 2
RPSIMP: IMPORTS (INDEX TO INCLUDE/EXCLUDE IMPORTS IN PORTFOLIO CONSTRAINT)
#### UPRNWIMP (0 = NO, 1 = YES)
| 'IMP' | 0
RPSLEV: USE LEVELIZED CREDIT PRICE (0=ONE YEAR, 1=LEVELIZED)
#### UPRNWLEV
| 'LEV' | 0
RPSCRD: CREDIT PRICE METHOD (0=IF NO RPS, 1=ROLLING AVERAGE, 2=CURRENT YEAR)
#### UPRNWCRD
| 'CRD' | 2
RPSCAPGRW: ANNUAL GROWTH RATE IN CREDIT PRICE CAP
#### UPRNWCGR
| CGR' | 0
CESDUALS: PARAMS
#### CES_DCR - DISCOUNT RATE FOR NATIONAL CREDIT PRICE PATH
#### CES_SMOOTH_TGT - SMOOTHING FACTOR FOR CREDIT PRICE TARGET
#### CES_SMOOTH_DUAL - SMOOTHING FACTOR FOR CREDIT PRICE DUALS
#### |  |  | CES_DCR | CES_SMOOTH_TGT | CES_SMOOTH_DUAL
| CES INP |  | 0.05 | 0.8 | 0.5
CESDUALS: INITIAL CES DUALS IF NONE IN RESTART FILE
#### CES_DUALS(ECP$XPH) -- INTIAL ECP DUALS FOR NATIONAL RPS/CES ROW
| #### | CES_DUALS1 | CES_DUALS2 | CES_DUALS3
| '2000' | 0 | 0 | 0
| '2001' | 0 | 0 | 0
| '2002' | 0 | 0 | 0
| '2003' | 0 | 0 | 0
| '2004' | 0 | 0 | 0
| '2005' | 0 | 0 | 0
| '2006' | 0 | 0 | 0
| '2007' | 0 | 0 | 0
| '2008' | 0 | 0 | 0
| '2009' | 0 | 0 | 0
| '2010' | 0 | 0 | 0
| '2011' | 0 | 27.949 | 409.803
| '2012' | 29.188 | 29.189 | 372.303
| '2013' | 31.564 | 31.565 | 411.664
| '2014' | 33.607 | 33.608 | 462.297
| '2015' | 35.417 | 35.418 | 529.691
| '2016' | 37.339 | 37.34 | 548.214
| '2017' | 39.25 | 39.251 | 569.492
| '2018' | 42.04 | 42.041 | 635.857
| '2019' | 45.213 | 45.214 | 673.897
| '2020' | 48.067 | 48.068 | 706.142
| '2021' | 52.404 | 52.405 | 766.299
| '2022' | 56.309 | 56.31 | 900.351
| '2023' | 59.521 | 59.522 | 921.784
| '2024' | 62.919 | 62.92 | 932.61
| '2025' | 66.932 | 66.933 | 940.786
| '2026' | 71.168 | 71.169 | 943.123
| '2027' | 75.354 | 75.355 | 933.423
| '2028' | 79.687 | 79.688 | 910.704
| '2029' | 86.696 | 86.697 | 888.856
| '2030' | 91.978 | 91.979 | 867.263
| '2031' | 96.941 | 96.942 | 807.551
| '2032' | 107.104 | 107.105 | 746.093
| '2033' | 111.912 | 111.913 | 674.362
| '2034' | 129.489 | 129.49 | 800.031
| '2035' | 139.267 | 139.268 | 731.975
| '2036' | 139.267 | 139.268 | 731.975
| '2037' | 139.267 | 139.268 | 731.975
| '2038' | 139.267 | 139.268 | 731.975
| '2039' | 139.267 | 139.268 | 731.975
| '2040' | 139.267 | 139.268 | 731.975
| '2041' | 139.267 | 139.268 | 731.975
| '2042' | 139.267 | 139.268 | 731.975
| '2043' | 139.267 | 139.268 | 731.975
| '2044' | 139.267 | 139.268 | 731.975
| '2045' | 139.267 | 139.268 | 731.975
| '2046' | 139.267 | 139.268 | 731.975
| '2047' | 139.267 | 139.268 | 731.975
| '2048' | 139.267 | 139.268 | 731.975
| '2049' | 139.267 | 139.268 | 731.975
| '2050' | 139.267 | 139.268 | 731.975
EPRPSTGT -- NATIONAL UNADJUSTED TARGET
#### EPRPSTGT -- NATIONAL UNADJUSTED TARGET
| #### | EPRPSTGT
| '2000' | 0
| '2001' | 0
| '2002' | 0
| '2003' | 0
| '2004' | 0
| '2005' | 0
| '2006' | 0
| '2007' | 0
| '2008' | 0
| '2009' | 0
| '2010' | 0
| '2011' | 0
| '2012' | 0
| '2013' | 0
| '2014' | 0
| '2015' | 0
| '2016' | 0
| '2017' | 0
| '2018' | 0
| '2019' | 0
| '2020' | 0
| '2021' | 0
| '2022' | 0
| '2023' | 0
| '2024' | 0
| '2025' | 0
| '2026' | 0
| '2027' | 0
| '2028' | 0
| '2029' | 0
| '2030' | 0
| '2031' | 0
| '2032' | 0
| '2033' | 0
| '2034' | 0
| '2035' | 0
| '2036' | 0
| '2037' | 0
| '2038' | 0
| '2039' | 0
| '2040' | 0
| '2041' | 0
| '2042' | 0
| '2043' | 0
| '2044' | 0
| '2045' | 0
| '2046' | 0
| '2047' | 0
| '2048' | 0
| '2049' | 0
| '2050' | 0
| CPSCAS: CASE (INDEX TO IDENTIFY CAPACITY PORTFOLIO STANDARD | OF NEW CAPACITY)
#### UPCAPCAS (0=NO,1=YES)
| 'CASE' | 0
CAP SHR: SHR OF NEW CAP ADDS THAT MUST BE SPECIFIED TECHNOLOGIES
#### UPCAPSHR (0=NOT INCLUDED IN STD,>0=INC. IN STD.,-1=EXCLUDE FROM TOTAL CAPACITY BLDS)
| 'B1' | 0
| 'B2' | 0
| 'B3' | 0
| 'B4' | 0
| 'B5' | 0
| 'B6' | 0
| 'B7' | 0
| 'B8' | 0
| 'C1' | 0
| 'C2' | 0
| 'C3' | 0
| 'C4' | 0
| 'C5' | 0
| 'C6' | 0
| 'C7' | 0
| 'C8' | 0
| 'C9' | 0
| 'CX' | 0
| 'CY' | 0
| 'CZ' | 0
| 'H1' | 0
| 'H2' | 0
| 'H3' | 0
| 'H4' | 0
| 'H5' | 0
| 'H6' | 0
| 'H7' | 0
| 'H8' | 0
| 'H9' | 0
| 'HA' | 0
| 'HB' | 0
| 'HC' | 0
| 'PC' | 0
| 'OC' | 0
| 'IG' | 0
| 'I2' | 0
| 'PQ' | 0
| 'IS' | 0
| 'NG' | 0
| 'ST' | 0
| 'ET' | 0
| 'IC' | 0
| 'CT' | 0
| 'T2' | 0
| 'AT' | 0
| 'EC' | 0
| 'CC' | 0
| 'AC' | 0
| 'A2' | 0
| 'CS' | 0
| 'FC' | 0
| 'CN' | 0
| 'AN' | 0
| 'SM' | 0
| 'GN' | 0
| 'WD' | 0
| 'BI' | 0
| 'GT' | 0
| 'AG' | 0
| 'MS' | 0
| 'HY' | 0
| 'HO' | 0
| 'HI' | 0
| 'TI' | 0
| 'PS' | 0
| 'P2' | 0
| 'SQ' | 0
| 'DS' | 0
| 'OS' | 0
| 'WN' | 0
| 'WL' | 0
| 'WF' | 0
| 'SO' | 0
| 'SS' | 0
| 'S2' | 0
| 'PV' | 0
| 'PT' | 0
| 'IN' | 0
| 'DB' | 0
| 'DP' | 0
CAP BND: YR BY YR LIMIT (0.00 INDICATES NO LOWER LIMIT)
#### UPCAPBND
'2000' | 0
'2001' | 0
'2002' | 0
'2003' | 0
'2004' | 0
'2005' | 0
'2006' | 0
'2007' | 0
'2008' | 0
'2009' | 0
'2010' | 0
'2011' | 0
'2012' | 0
'2013' | 0
'2014' | 0
'2015' | 0
'2016' | 0
'2017' | 0
'2018' | 0
'2019' | 0
'2020' | 0
'2021' | 0
'2022' | 0
'2023' | 0
'2024' | 0
'2025' | 0
'2026' | 0
'2027' | 0
'2028' | 0
'2029' | 0
'2030' | 0
'2031' | 0
'2032' | 0
'2033' | 0
'2034' | 0
'2035' | 0
'2036' | 0
'2037' | 0
'2038' | 0
'2039' | 0
'2040' | 0
'2041' | 0
'2042' | 0
'2043' | 0
'2044' | 0
'2045' | 0
'2046' | 0
'2047' | 0
'2048' | 0
'2049' | 0
'2050' | 0

## FUELTRAN
FUEL RGN NUM
### Number of Fuel Regions
| 'UNFRGN' | 23
FUEL RGN DEF
### | FLRGC | ODE FLRGNAME
' 1' | NE | CT,MA,ME,NH,RI,VT
' 2' | YJ | NY,NJ
' 3' | PA | PA
' 4' | OH | OH
' 5' | EN | IL,IN,MI
' 6' | WI | WI
' 7' | C1 | MN,ND,SD
' 8' | C2 | IA,NE
' 9' | C3 | KS,MO
'10' | DM | DE,MD
'11' | DW | DC,WV
'12' | VA | VA
'13' | CR | NC,SC
'14' | GA | GA
'15' | FL | FL
'16' | KT | KY,TN
'17' | AM | AL,MS
'18' | WS | AR,LA,OK,TX
'19' | N1 | MT,ID,WY
'20' | N2 | CO,NV,UT
'21' | ZN | AZ,NM
'22' | OW | OR,WA
'23' | CA | CA
FUEL RGN MAP
#### Mapping of Fuel Regions and Census/Coal/Gas/Carbon Regions
#### | NE | YJ | PA | OH | EN | WI | C1 | C2 | C3 | DM | DW | VA | CA | GA | FL | KT | AM | WS | N1 | N2 | ZN | OW | CA
#### | 1 | 2 | 3 | 4 | 5 | 6 | 7 | 8 | 9 | 10 | 11 | 12 | 13 | 14 | 15 | 16 | 17 | 18 | 19 | 20 | 21 | 22 | 23
| 1 | 2 | 2 | 3 | 3 | 3 | 4 | 4 | 4 | 5 | 5 | 5 | 5 | 5 | 5 | 6 | 6 | 7 | 8 | 8 | 8 | 9 | 9
| 1 | 2 | 2 | 6 | 7 | 7 | 10 | 11 | 11 | 3 | 3 | 4 | 4 | 5 | 5 | 8 | 9 | 12 | 13 | 14 | 15 | 16 | 16
| 1 | 2 | 2 | 3 | 4 | 5 | 5 | 5 | 6 | 7 | 7 | 7 | 8 | 9 | 10 | 11 | 9 | 12 | 13 | 13 | 14 | 15 | 16
| 1 | 1 | 2 | 2 | 2 | 2 | 2 | 2 | 2 | 1 | 2 | 1 | 2 | 2 | 2 | 2 | 2 | 2 | 2 | 2 | 2 | 2 | 3
CTL REG MAPPING
#### Census Division / EMM Region Mapping for CTL
|  | #### | 1 | 2 | 3 | 4 | 5 | 6 | 7 | 8 | 9 | 10 | 11 | 12 | 13 | 14 | 15 | 16 | 17 | 18 | 19 | 20 | 21 | 22 | 23 | 24 | 25
|  | ####SUBRGN | TRE | FRCC | MISW | MISC | MISE | MISS | ISNE | NYCW | NYUP | PJME | PJMW | PJMC | PJMD | SRCA | SRSE | SRCE | SPPS | SPPC | SPPN | SRSG | CANO | CASO | NWPP | RMRG | BASN
| 1 | NENG | 0 | 0 | 0 | 0 | 0 | 0 | 1 | 0 | 0 | 0 | 0 | 0 | 0 | 0 | 0 | 0 | 0 | 0 | 0 | 0 | 0 | 0 | 0 | 0 | 0
| 2 | MATL | 0 | 0 | 0 | 0 | 0 | 0 | 0.00012353 | 0.19423 | 0.20918 | 0.48993 | 0.10653 | 0 | 0 | 0 | 0 | 0 | 0 | 0 | 0 | 0 | 0 | 0 | 0 | 0 | 0
| 3 | ENC | 0 | 0 | 0.13035 | 0.26964 | 0.16807 | 0 | 0 | 0 | 0 | 0 | 0.27117 | 0.16077 | 0 | 0 | 0 | 0 | 0 | 0 | 0 | 0 | 0 | 0 | 0 | 0 | 0
| 4 | WNC | 0 | 0 | 0.26052 | 0.33328 | 0 | 0.0007522 | 0 | 0 | 0 | 0 | 0 | 0 | 0 | 0 | 0 | 0 | 0.013982 | 0.21137 | 0.16893 | 0 | 0 | 0 | 0 | 0.01117 | 0
| 5 | SA | 0 | 0.27274 | 0 | 0 | 0 | 0 | 0 | 0 | 0 | 0.095532 | 0.073841 | 0 | 0.1075 | 0.26233 | 0.18137 | 0.0066775 | 0 | 0 | 0 | 0 | 0 | 0 | 0 | 0 | 0
| 6 | ESC | 0 | 0 | 0 | 0 | 0 | 0.079966 | 0 | 0 | 0 | 0 | 0.032073 | 0 | 0 | 2.6996e-05 | 0.23861 | 0.64932 | 0 | 0 | 0 | 0 | 0 | 0 | 0 | 0 | 0
| 7 | WSC | 0.56984 | 0 | 0 | 0 | 0 | 0.21271 | 0 | 0 | 0 | 0 | 0 | 0 | 0 | 0 | 0 | 0 | 0.20613 | 0.0010559 | 0 | 0.010255 | 0 | 0 | 0 | 0 | 0
| 8 | MT | 0 | 0 | 0.00099187 | 0 | 0 | 0 | 0 | 0 | 0 | 0 | 0 | 0 | 0 | 0 | 0 | 0 | 0.026344 | 6.484e-06 | 0.0038032 | 0.42682 | 0 | 1.5241e-05 | 0.069014 | 0.22129 | 0.25171
| 9 | PAC | 0 | 0 | 0 | 0 | 0 | 0 | 0 | 0 | 0 | 0 | 0 | 0 | 0 | 0 | 0 | 0 | 0 | 0 | 0 | 0.02221 | 0 | 0 | 0.87276 | 0 | 0.0052177
| 10 | CA | 0 | 0 | 0 | 0 | 0 | 0 | 0 | 0 | 0 | 0 | 0 | 0 | 0 | 0 | 0 | 0 | 0 | 0 | 0 | 0 | 0.4558 | 0.5442 | 0 | 0 | 0
EMM Dedicated Interregional Transmission Linkage - parameters
| EPTCRF | #### Annuity factor for dedicated interregional HVDC transmission linkages
| 0.12 | ## No longer used - calculated in code consistent with other transmission FCF ##
EMM Dedicated Interregional Transmission Linkage - switch by technology type
#### This controls whether dedicated interregional HVDC transmission logic is active. (1- yes; 0- no; set to 1 or 0 for intermittents)
|  | PLNT | 1: UPETTSW
|  | 01 B1 | 1: 0
|  | 02 B2 | 1: 0
|  | 03 B3 | 1: 0
|  | 04 B4 | 1: 0
|  | 05 B5 | 1: 0
|  | 06 B6 | 1: 0
|  | 07 B7 | 1: 0
|  | 08 B8 | 1: 0
|  | 09 C1 | 1: 0
|  | 10 C2 | 1: 0
|  | 11 C3 | 1: 0
|  | 12 C4 | 1: 0
|  | 13 C5 | 1: 0
|  | 14 C6 | 1: 0
|  | 15 C7 | 1: 0
|  | 16 C8 | 1: 0
|  | 17 C9 | 1: 0
|  | 18 CX | 1: 0
|  | 19 CY | 1: 0
|  | 20 CZ | 1: 0
|  | 21 H1 | 1: 0
|  | 22 H2 | 1: 0
|  | 23 H3 | 1: 0
|  | 24 H4 | 1: 0
|  | 25 H5 | 1: 0
|  | 26 H6 | 1: 0
|  | 27 H7 | 1: 0
|  | 28 H8 | 1: 0
|  | 29 H9 | 1: 0
|  | 30 HA | 1: 0
|  | 31 HB | 1: 0
|  | 32 HC | 1: 0
|  | 33 PC | 1: 0
|  | 34 OC | 1: 0
|  | 35 IG | 1: 0
|  | 36 I2 | 1: 0
|  | 37 PQ | 1: 0
|  | 38 IS | 1: 0
|  | 39 NG | 1: 0
|  | 40 ST | 1: 0
|  | 41 ET | 1: 0
|  | 42 IC | 1: 0
|  | 43 CT | 1: 0
|  | 44 T2 | 1: 0
|  | 45 AT | 1: 0
|  | 46 EC | 1: 0
|  | 47 CC | 1: 0
|  | 48 AC | 1: 0
|  | 49 A2 | 1: 0
|  | 50 CS | 1: 0
|  | 51 FC | 1: 0
|  | 52 CN | 1: 0
|  | 53 AN | 1: 0
|  | 54 SM | 1: 0
|  | 55 GN | 1: 0
|  | 56 WD | 1: 0
|  | 57 BI | 1: 0
|  | 58 GT | 1: 0
|  | 59 AG | 1: 0
|  | 60 MS | 1: 0
|  | 61 HY | 1: 0
|  | 62 HO | 1: 0
|  | 63 HI | 1: 0
|  | 64 TI | 1: 0
|  | 65 PS | 1: 0
|  | 66 P2 | 1: 0
|  | 67 SQ | 1: 0
|  | 68 DS | 1: 0
|  | 69 OS | 1: 0
70 WN | bar: 1
71 WL | bar: 1
72 WF | bar: 1
73 SO | bar: 1
74 SS | bar: 1
75 S2 | bar: 1
76 PV | bar: 1
77 PT | bar: 1
|  | 78 IN | 1: 0
|  | 79 DB | 1: 0
|  | 80 DP | 1: 0

## SPNRSV
%SPN RSV1
#### FOR EACH DISPATCHABLE PLANT TYPE
#### SR_CREDIT | Percent of excess capacity commited to load that is credited against spinning reserve requirement
#### SR_MIN_CF | Minimum Capacity Factor Allowed for Determining Split between Generation and Spinning Reserve
#### SR_MIN_LF | Derate for min el and max sr mode = (1 - sr_min_lf) * sr_min_cf * (ld / min_ld) + sr_min_lf * sr_min_cf
#### SR_MAX_LF | Derate for max el and min sr mode = (1 - sr_max_lf) * (1 - for) * (ld / max_ld) + sr_min_lf * (1 - for)
### | SR_ | SR_M | SR_M | SR_M
### | CREDIT | IN_CF | IN_LF | AX_LF
'B1' | 1 | 0.3 | 0 | 0.55
'B2' | 1 | 0.3 | 0 | 0.55
'B3' | 1 | 0.3 | 0 | 0.55
'B4' | 1 | 0.3 | 0 | 0.55
'B5' | 1 | 0.3 | 0 | 0.55
'B6' | 1 | 0.3 | 0 | 0.55
'B7' | 1 | 0.3 | 0 | 0.55
'B8' | 1 | 0.3 | 0 | 0.55
'C1' | 1 | 0.3 | 0 | 0.55
'C2' | 1 | 0.3 | 0 | 0.55
'C3' | 1 | 0.3 | 0 | 0.55
'C4' | 1 | 0.3 | 0 | 0.55
'C5' | 1 | 0.3 | 0 | 0.55
'C6' | 1 | 0.3 | 0 | 0.55
'C7' | 1 | 0.3 | 0 | 0.55
'C8' | 1 | 0.3 | 0 | 0.55
'C9' | 1 | 0.3 | 0 | 0.55
'CX' | 1 | 0.3 | 0 | 0.55
'CY' | 1 | 0.3 | 0 | 0.55
'CZ' | 1 | 0.3 | 0 | 0.55
'H1' | 1 | 0.3 | 0 | 0.55
'H2' | 1 | 0.3 | 0 | 0.55
'H3' | 1 | 0.3 | 0 | 0.55
'H4' | 1 | 0.3 | 0 | 0.55
'H5' | 1 | 0.3 | 0 | 0.55
'H6' | 1 | 0.3 | 0 | 0.55
'H7' | 1 | 0.3 | 0 | 0.55
'H8' | 1 | 0.3 | 0 | 0.55
'H9' | 1 | 0.3 | 0 | 0.55
'HA' | 1 | 0.3 | 0 | 0.55
'HB' | 1 | 0.3 | 0 | 0.55
'HC' | 1 | 0.3 | 0 | 0.55
'PC' | 1 | 0.3 | 0 | 0.9
'OC' | 1 | 0.3 | 0 | 0.9
'IG' | 1 | 0.3 | 0 | 0.9
'I2' | 1 | 0.3 | 0 | 0.9
'PQ' | 1 | 0.3 | 0 | 0.9
'IS' | 1 | 0.3 | 0 | 0.9
'NG' | 1 | 0.3 | 0 | 0.5
'ST' | 1 | 0.3 | 0 | 0.5
'ET' | 1 | 0.1 | 0 | 0.5
'IC' | 1 | 0.3 | 0 | 0.9
'CT' | 1 | 0.1 | 0 | 0.5
'T2' | 1 | 0.3 | 0 | 0.9
'AT' | 1 | 0.1 | 0 | 0.5
'EC' | 1 | 0.2 | 0 | 0.7
'CC' | 1 | 0.2 | 0 | 0.7
'AC' | 1 | 0.2 | 0 | 0.9
'A2' | 1 | 0.3 | 0 | 0.9
'CS' | 1 | 0.2 | 0 | 0.9
'FC' | 1 | 0.2 | 0 | 0.5
'CN' | 1 | 0.5 | 0 | 0.95
'AN' | 1 | 0.5 | 0 | 0.95
'SM' | 1 | 0.5 | 0 | 0.95
'GN' | 1 | 0.3 | 0 | 0.9
'WD' | 1 | 0.3 | 1 | 1
'BI' | 1 | 0.3 | 0 | 0.9
'GT' | 1 | 0.3 | 1 | 1
'AG' | 1 | 0.3 | 0 | 0.9
'MS' | 1 | 0.3 | 1 | 1
'HY' | 1 | 0.1 | 1 | 1
'HO' | 1 | 0.3 | 0 | 0.9
'HI' | 1 | 0.3 | 0 | 0.9
'TI' | 1 | 0.3 | 0 | 0.9
'PS' | 1 | 0.1 | 1 | 1
'P2' | 0 | 1 | 1 | 1
'SQ' | 1 | 0.3 | 0 | 0.9
'DS' | 1 | 0.3 | 0 | 0.9
'OS' | 1 | 0.3 | 0 | 0.9
'WN' | 0 | 1 | 1 | 1
'WL' | 0 | 1 | 1 | 1
'WF' | 0 | 1 | 1 | 1
'SO' | 0 | 1 | 1 | 1
'SS' | 1 | 0.3 | 0 | 0.9
'S2' | 1 | 0.3 | 0 | 0.9
'PV' | 0 | 1 | 1 | 1
'PT' | 1 | 0.3 | 0 | 0.9
'IN' | 1 | 0.3 | 0 | 0.9
'DB' | 0 | 1 | 1 | 1
'DP' | 0 | 1 | 1 | 1
%SPN RSV2
#### SR_TRAN_CREDIT | PERCENT OF EXCESS TRANSMISSION CAPACITY THAT IS CREDITED AGAINS SPINNING RESERVE RQMT
'TR' | 0

## HTRTIMP
%HRT IMP1
#### FOR EACH DISPATCHABLE PLANT TYPE
#### HTRT_OVR_CST | Heatrate improvement cost MM$/unit by year
#### HTRT_REDUCTION | Heatrate improvement Percent Reduction by year
#### HTRT_FLOOR | Minimum Heatrate allowed after improvement
#### HTRT_MIN_CAP | Minimum Size unit to which improvement is allowed/required
#### HTRT_OVRQ(ecp$cap,4) | Heatrate improvement cost MM$/unit by quarter
#### HTRT_REDQ(ecp$cap,4) | Heatrate improvement Percent Reduction by quarter
[6 empty] | HTRT_OVRQ |  |  |  | HTRT_REDQ
| HTRT_OVR_CST | HTRT_REDUCTION | HTRT_FLOOR | HTRT_MIN_CAP |  | Q1 | Q2 | Q3 | Q4 | Q1 | Q2 | Q3 | Q4
'B1' | 134 | 0.015 | 6000 | 0.1 | 'B1' | 999 | 54.7971 | 109.5942 | 501.6043 | 0.0001 | 0.008 | 0.04 | 0.06
'B2' | 134 | 0.015 | 6000 | 0.1 | 'B2' | 999 | 54.7971 | 109.5942 | 501.6043 | 0.0001 | 0.008 | 0.04 | 0.06
'B3' | 97 | 0.02 | 6000 | 0.1 | 'B3' | 999 | 27.3986 | 105.3791 | 320.3523 | 0.0001 | 0.007 | 0.06 | 0.09
'B4' | 97 | 0.02 | 6000 | 0.1 | 'B4' | 999 | 27.3986 | 105.3791 | 320.3523 | 0.0001 | 0.007 | 0.06 | 0.09
'B5' | 49 | 0.028 | 6000 | 0.1 | 'B5' | 999 | 16.8606 | 54.7971 | 109.5942 | 0.0001 | 0.008 | 0.07 | 0.1
'B6' | 49 | 0.028 | 6000 | 0.1 | 'B6' | 999 | 16.8606 | 54.7971 | 109.5942 | 0.0001 | 0.008 | 0.07 | 0.1
'B7' | 61 | 0.016 | 6000 | 0.1 | 'B7' | 999 | 21.9188 | 160.1762 | 160.1762 | 0.0001 | 0.008 | 0.07 | 0.07
'B8' | 61 | 0.016 | 6000 | 0.1 | 'B8' | 999 | 21.9188 | 160.1762 | 160.1762 | 0.0001 | 0.008 | 0.07 | 0.07
'C1' | 151 | 0.014 | 6000 | 0.1 | 'C1' | 999 | 54.7971 | 219.1884 | 590.1227 | 0.0001 | 0.008 | 0.04 | 0.07
'C2' | 151 | 0.014 | 6000 | 0.1 | 'C2' | 999 | 54.7971 | 219.1884 | 590.1227 | 0.0001 | 0.008 | 0.04 | 0.07
'C3' | 151 | 0.014 | 6000 | 0.1 | 'C3' | 999 | 54.7971 | 219.1884 | 590.1227 | 0.0001 | 0.008 | 0.04 | 0.07
'C4' | 68 | 0.031 | 6000 | 0.1 | 'C4' | 999 | 22.3404 | 101.1639 | 160.1762 | 0.0001 | 0.008 | 0.06 | 0.1
'C5' | 68 | 0.031 | 6000 | 0.1 | 'C5' | 999 | 22.3404 | 101.1639 | 160.1762 | 0.0001 | 0.008 | 0.06 | 0.1
'C6' | 68 | 0.031 | 6000 | 0.1 | 'C6' | 999 | 22.3404 | 101.1639 | 160.1762 | 0.0001 | 0.008 | 0.06 | 0.1
'C7' | 60 | 0.035 | 6000 | 0.1 | 'C7' | 999 | 16.8606 | 54.7971 | 109.5942 | 0.0001 | 0.008 | 0.07 | 0.1
'C8' | 60 | 0.035 | 6000 | 0.1 | 'C8' | 999 | 16.8606 | 54.7971 | 109.5942 | 0.0001 | 0.008 | 0.07 | 0.1
'C9' | 60 | 0.035 | 6000 | 0.1 | 'C9' | 999 | 16.8606 | 54.7971 | 109.5942 | 0.0001 | 0.008 | 0.07 | 0.1
'CX' | 106 | 0.038 | 6000 | 0.1 | 'CX' | 109.5942 | 109.5942 | 109.5942 | 109.5942 | 0.07 | 0.07 | 0.07 | 0.07
'CY' | 106 | 0.038 | 6000 | 0.1 | 'CY' | 109.5942 | 109.5942 | 109.5942 | 109.5942 | 0.07 | 0.07 | 0.07 | 0.07
'CZ' | 106 | 0.038 | 6000 | 0.1 | 'CZ' | 109.5942 | 109.5942 | 109.5942 | 109.5942 | 0.07 | 0.07 | 0.07 | 0.07
'H1' | 1279 | 0.017 | 6000 | 0.1 | 'H1' | 999 | 54.7971 | 219.1884 | 590.1227 | 0.0001 | 0.008 | 0.04 | 0.07
'H2' | 1279 | 0.017 | 6000 | 0.1 | 'H2' | 999 | 54.7971 | 219.1884 | 590.1227 | 0.0001 | 0.008 | 0.04 | 0.07
'H3' | 1279 | 0.017 | 6000 | 0.1 | 'H3' | 999 | 54.7971 | 219.1884 | 590.1227 | 0.0001 | 0.008 | 0.04 | 0.07
'H4' | 76 | 0.019 | 6000 | 0.1 | 'H4' | 105.3791 | 105.3791 | 105.3791 | 999 | 0.03 | 0.03 | 0.03 | 0.0001
'H5' | 76 | 0.019 | 6000 | 0.1 | 'H5' | 105.3791 | 105.3791 | 105.3791 | 999 | 0.03 | 0.03 | 0.03 | 0.0001
'H6' | 76 | 0.019 | 6000 | 0.1 | 'H6' | 105.3791 | 105.3791 | 105.3791 | 999 | 0.03 | 0.03 | 0.03 | 0.0001
'H7' | 65 | 0.042 | 6000 | 0.1 | 'H7' | 999 | 999 | 54.7971 | 109.5942 | 0.0001 | 0.0001 | 0.07 | 0.1
'H8' | 65 | 0.042 | 6000 | 0.1 | 'H8' | 999 | 999 | 54.7971 | 109.5942 | 0.0001 | 0.0001 | 0.07 | 0.1
'H9' | 65 | 0.042 | 6000 | 0.1 | 'H9' | 999 | 999 | 54.7971 | 109.5942 | 0.0001 | 0.0001 | 0.07 | 0.1
'HA' | 1000 | 0.001 | 6000 | 0.1 | 'HA' | 999 | 999 | 999 | 999 | 0.0001 | 0.0001 | 0.0001 | 0.0001
'HB' | 1000 | 0.001 | 6000 | 0.1 | 'HB' | 999 | 999 | 999 | 999 | 0.0001 | 0.0001 | 0.0001 | 0.0001
'HC' | 1000 | 0.001 | 6000 | 0.1 | 'HC' | 999 | 999 | 999 | 999 | 0.0001 | 0.0001 | 0.0001 | 0.0001
'PC' | 0 | 0 | 0 | 0 | 'PC' | 0 | 0 | 0 | 0 | 0 | 0 | 0 | 0
'OC' | 0 | 0 | 0 | 0 | 'OC' | 0 | 0 | 0 | 0 | 0 | 0 | 0 | 0
'IG' | 0 | 0 | 0 | 0 | 'IG' | 0 | 0 | 0 | 0 | 0 | 0 | 0 | 0
'I2' | 0 | 0 | 0 | 0 | 'I2' | 0 | 0 | 0 | 0 | 0 | 0 | 0 | 0
'PQ' | 0 | 0 | 0 | 0 | 'PQ' | 0 | 0 | 0 | 0 | 0 | 0 | 0 | 0
'IS' | 0 | 0 | 0 | 0 | 'IS' | 0 | 0 | 0 | 0 | 0 | 0 | 0 | 0
'NG' | 0 | 0 | 0 | 0 | 'NG' | 0 | 0 | 0 | 0 | 0 | 0 | 0 | 0
'ST' | 0 | 0 | 0 | 0 | 'ST' | 0 | 0 | 0 | 0 | 0 | 0 | 0 | 0
'ET' | 0 | 0 | 0 | 0 | 'ET' | 0 | 0 | 0 | 0 | 0 | 0 | 0 | 0
'IC' | 0 | 0 | 0 | 0 | 'IC' | 0 | 0 | 0 | 0 | 0 | 0 | 0 | 0
'CT' | 0 | 0 | 0 | 0 | 'CT' | 0 | 0 | 0 | 0 | 0 | 0 | 0 | 0
'T2' | 0 | 0 | 0 | 0 | 'T2' | 0 | 0 | 0 | 0 | 0 | 0 | 0 | 0
'AT' | 0 | 0 | 0 | 0 | 'AT' | 0 | 0 | 0 | 0 | 0 | 0 | 0 | 0
'EC' | 0 | 0 | 0 | 0 | 'EC' | 0 | 0 | 0 | 0 | 0 | 0 | 0 | 0
'CC' | 0 | 0 | 0 | 0 | 'CC' | 0 | 0 | 0 | 0 | 0 | 0 | 0 | 0
'AC' | 0 | 0 | 0 | 0 | 'AC' | 0 | 0 | 0 | 0 | 0 | 0 | 0 | 0
'A2' | 0 | 0 | 0 | 0 | 'A2' | 0 | 0 | 0 | 0 | 0 | 0 | 0 | 0
'CS' | 0 | 0 | 0 | 0 | 'CS' | 0 | 0 | 0 | 0 | 0 | 0 | 0 | 0
'FC' | 0 | 0 | 0 | 0 | 'FC' | 0 | 0 | 0 | 0 | 0 | 0 | 0 | 0
'CN' | 0 | 0 | 0 | 0 | 'CN' | 0 | 0 | 0 | 0 | 0 | 0 | 0 | 0
'AN' | 0 | 0 | 0 | 0 | 'AN' | 0 | 0 | 0 | 0 | 0 | 0 | 0 | 0
'SM' | 0 | 0 | 0 | 0 | 'SM' | 0 | 0 | 0 | 0 | 0 | 0 | 0 | 0
'GN' | 0 | 0 | 0 | 0 | 'GN' | 0 | 0 | 0 | 0 | 0 | 0 | 0 | 0
'WD' | 0 | 0 | 0 | 0 | 'WD' | 0 | 0 | 0 | 0 | 0 | 0 | 0 | 0
'BI' | 0 | 0 | 0 | 0 | 'BI' | 0 | 0 | 0 | 0 | 0 | 0 | 0 | 0
'GT' | 0 | 0 | 0 | 0 | 'GT' | 0 | 0 | 0 | 0 | 0 | 0 | 0 | 0
'AG' | 0 | 0 | 0 | 0 | 'AG' | 0 | 0 | 0 | 0 | 0 | 0 | 0 | 0
'MS' | 0 | 0 | 0 | 0 | 'MS' | 0 | 0 | 0 | 0 | 0 | 0 | 0 | 0
'HY' | 0 | 0 | 0 | 0 | 'HY' | 0 | 0 | 0 | 0 | 0 | 0 | 0 | 0
'HO' | 0 | 0 | 0 | 0 | 'HO' | 0 | 0 | 0 | 0 | 0 | 0 | 0 | 0
'HI' | 0 | 0 | 0 | 0 | 'HI' | 0 | 0 | 0 | 0 | 0 | 0 | 0 | 0
'TI' | 0 | 0 | 0 | 0 | 'TI' | 0 | 0 | 0 | 0 | 0 | 0 | 0 | 0
'PS' | 0 | 0 | 0 | 0 | 'PS' | 0 | 0 | 0 | 0 | 0 | 0 | 0 | 0
'P2' | 0 | 0 | 0 | 0 | 'P2' | 0 | 0 | 0 | 0 | 0 | 0 | 0 | 0
'SQ' | 0 | 0 | 0 | 0 | 'SQ' | 0 | 0 | 0 | 0 | 0 | 0 | 0 | 0
'DS' | 0 | 0 | 0 | 0 | 'DS' | 0 | 0 | 0 | 0 | 0 | 0 | 0 | 0
'OS' | 0 | 0 | 0 | 0 | 'OS' | 0 | 0 | 0 | 0 | 0 | 0 | 0 | 0
'WN' | 0 | 0 | 0 | 0 | 'WN' | 0 | 0 | 0 | 0 | 0 | 0 | 0 | 0
'WL' | 0 | 0 | 0 | 0 | 'WL' | 0 | 0 | 0 | 0 | 0 | 0 | 0 | 0
'WF' | 0 | 0 | 0 | 0 | 'WF' | 0 | 0 | 0 | 0 | 0 | 0 | 0 | 0
'SO' | 0 | 0 | 0 | 0 | 'SO' | 0 | 0 | 0 | 0 | 0 | 0 | 0 | 0
'SS' | 0 | 0 | 0 | 0 | 'SS' | 0 | 0 | 0 | 0 | 0 | 0 | 0 | 0
'S2' | 0 | 0 | 0 | 0 | 'S2' | 0 | 0 | 0 | 0 | 0 | 0 | 0 | 0
'PV' | 0 | 0 | 0 | 0 | 'PV' | 0 | 0 | 0 | 0 | 0 | 0 | 0 | 0
'PT' | 0 | 0 | 0 | 0 | 'PT' | 0 | 0 | 0 | 0 | 0 | 0 | 0 | 0
'IN' | 0 | 0 | 0 | 0 | 'IN' | 0 | 0 | 0 | 0 | 0 | 0 | 0 | 0
'DB' | 0 | 0 | 0 | 0 | 'DB' | 0 | 0 | 0 | 0 | 0 | 0 | 0 | 0
'DP' | 0 | 0 | 0 | 0 | 'DP' | 0 | 0 | 0 | 0 | 0 | 0 | 0 | 0
%HRT IMP2
#### HTRT_YEAR
#### HTRT_DOLLAR_YEAR
'HRYR' | 2017
'DLYR' | 2011